{"text_format":"1","workbook":"xlsx","n_sheets":5,"sheets":["Main","Wpoint","FKchart","WeatherData","ushf"],"not_rendered":{"charts":0,"images":2,"macros":1,"external_links":1,"defined_names":13,"comments":0,"pivot_tables":0},"unopened":[],"bounds":{"document_bytes":16777216,"sheet_cells":100000,"rows_first":2000,"rows_last":500,"rows_between":2000,"halvings":0,"cell_chars":16384,"cell_head_chars":4096},"cells_cut":0,"cells_raw":0,"read":"whole","date_system":"1900"}

{"sheet":"Main","index":0,"n_rows":24,"n_cols":5,"rows_kept":24,"cut":false,"hidden":false,"merged":[]}
[]
[]
[]
[]
[]
[]
[]
[]
[]
[null,null,null,null,"We"]
[]
[]
[null,null,null," Copyright 2022, FlaktKorea Inc, Any kind of reproduction is prohibited."]
[]
[null,null,null,"(주)플랙트코리아가 제작한 본 프로그램은 사용자가 입력한 조건의 습공기선도를 제공한다."]
[]
[null,null,null,"사용시 유의 사항 : "]
[null,null,null," ","1. \"기상 데이터 분석\"은 -20℃, 65칸, 0.03, 1.4배율에서만 활성화된다."]
[null,null,null,null,"2. WeatherData 시트의 D,E열은 기상청 자료를 입력한다."]
[null,null,null,null,"3. 해당 지역, 연도, 시간대 건구온도, 상대습도가 필요하다."]
[null,null,null,null,"4. 인쇄 활용 팁 (인쇄 배율이 100% 일 경우)"]
[null,null,null,null,"   - A4 규격 : 10W x 1.4배, 65칸, 0.03 선택"]
[null,null,null,null,"   - A4 규격 : 12W x 1.2배, 50칸, 0.03 선택"]
[null,null,null,null,"   - A3 규격 : 15W x 1.4배, 65칸, 0.03 선택"]

{"sheet":"Wpoint","index":1,"n_rows":0,"n_cols":0,"rows_kept":0,"cut":false,"hidden":false,"merged":[]}

{"sheet":"FKchart","index":2,"n_rows":0,"n_cols":0,"rows_kept":0,"cut":false,"hidden":false,"merged":[]}

{"sheet":"WeatherData","index":3,"n_rows":8764,"n_cols":13,"rows_kept":4500,"cut":true,"hidden":false,"merged":[],"bounds":{"rows_first":2000,"rows_last":500,"rows_between":2000,"halvings":0}}
["■ Weather Data",null,null,null,null,null,"off"]
["No.","일자","시간","건구온도","상대습도","건구온도","상대습도","건구온도","상대습도","건구온도","상대습도","건구온도","상대습도"]
[null,null,"지역 :","서울",null,"부산",null,"부산",null,"광주",null,"인천"]
[null,null,"년도 :",2021,null,"2016",null,"2016",null,"2014",null,"2014"]
[1,20210101,"1시",-8.3000000000000007,66,2.8,55,2.8,55,5.0999999999999996,73,3.5,71]
[2,20210101,"2시",-8.6999999999999993,68,2.8,54,2.8,54,5.0999999999999996,69,3.1,65]
[3,20210101,"3시",-9.1,69,2.5,56,2.5,56,4.8,66,2.7,70]
[4,20210101,"4시",-9.3000000000000007,70,2.2000000000000002,51,2.2000000000000002,51,4.8,63,2.9,65]
[5,20210101,"5시",-9.3000000000000007,71,1.6,60,1.6,60,3.9,66,3.3,64]
[6,20210101,"6시",-9.6999999999999993,72,2.1,55,2.1,55,2.6,75,3.6,69]
[7,20210101,"7시",-9.6999999999999993,75,1.6,59,1.6,59,1.8,79,3.9,66]
[8,20210101,"8시",-9.3000000000000007,71,1.9,56,1.9,56,1.3,82,4.2,70]
[9,20210101,"9시",-9.3000000000000007,72,1.5,58,1.5,58,1.2,83,4.4000000000000004,76]
[10,20210101,"10시",-8.6,74,2.6,53,2.6,53,2.7,75,5.5,79]
[11,20210101,"11시",-6.1,68,3.7,46,3.7,46,5,65,6.4,70]
[12,20210101,"12시",-3.2,55,6.4,40,6.4,40,6.9,57,6.8,67]
[13,20210101,"13시",-1.1000000000000001,52,8.4,37,8.4,37,7.7,45,7,65]
[14,20210101,"14시",-0.2,56,9.1999999999999993,36,9.1999999999999993,36,9.4,28,7.2,59]
[15,20210101,"15시",1.4,53,10.199999999999999,36,10.199999999999999,36,10.199999999999999,29,7.2,62]
[16,20210101,"16시",1.2,52,10.3,38,10.3,38,9.9,21,6.9,72]
[17,20210101,"17시",-0.2,58,9.1,40,9.1,40,9.6,23,6.7,76]
[18,20210101,"18시",-0.7,61,7.7,45,7.7,45,8.6,29,6.5,79]
[19,20210101,"19시",-1.4,68,6.5,49,6.5,49,7.2,37,6.6,82]
[20,20210101,"20시",-1.5,70,6.2,53,6.2,53,6.4,44,6.1,76]
[21,20210101,"21시",-1.6,73,5.9,62,5.9,62,4.9000000000000004,49,5.8,68]
[22,20210101,"22시",-1.6,66,5.6,67,5.6,67,4.3,53,4.8,77]
[23,20210101,"23시",-1.8,63,5.4,65,5.4,65,4,56,3.8,78]
[24,20210101,"24시",-2.6,55,5.6,63,5.6,63,3.9,57,3,64]
[25,20210102,"1시",-3.4,55,5.5,63,5.5,63,3.3,63,2.2000000000000002,60]
[26,20210102,"2시",-4.0999999999999996,39,5.3,58,5.3,58,3.2,65,2.2999999999999998,52]
[27,20210102,"3시",-5,42,4.9000000000000004,60,4.9000000000000004,60,3.2,66,1.7,52]
[28,20210102,"4시",-5.8,45,4.7,63,4.7,63,2.2000000000000002,72,1.4,53]
[29,20210102,"5시",-6.3,45,5.0999999999999996,64,5.0999999999999996,64,1.9,74,0.7,58]
[30,20210102,"6시",-6.6,40,5.7,63,5.7,63,1.8,74,0.8,67]
[31,20210102,"7시",-6.6,35,4.8,64,4.8,64,0.9,80,0.3,54]
[32,20210102,"8시",-7.4,38,4.5999999999999996,64,4.5999999999999996,64,0.3,83,0.4,59]
[33,20210102,"9시",-8.3000000000000007,41,4.9000000000000004,60,4.9000000000000004,60,-0.4,84,0.3,48]
[34,20210102,"10시",-7.6,39,6.4,55,6.4,55,1.3,78,1.1000000000000001,46]
[35,20210102,"11시",-6,35,8.1,58,8.1,58,3.2,70,1.9,43]
[36,20210102,"12시",-5.3,32,10.9,54,10.9,54,3.9,68,3.9,37]
[37,20210102,"13시",-3.2,33,9.6999999999999993,56,9.6999999999999993,56,6.3,50,4.4000000000000004,37]
[38,20210102,"14시",-2.2999999999999998,31,10.3,58,10.3,58,8.5,34,4.9000000000000004,41]
[39,20210102,"15시",-1.5,31,11.1,58,11.1,58,9.8000000000000007,31,5.7,42]
[40,20210102,"16시",-2.2999999999999998,33,11.4,57,11.4,57,9.8000000000000007,22,4.5,38]
[41,20210102,"17시",-1.7,34,11.2,59,11.2,59,10.1,22,3.7,44]
[42,20210102,"18시",-2.2999999999999998,35,10.5,63,10.5,63,9.1,23,2.2999999999999998,46]
[43,20210102,"19시",-3.2,39,9.5,63,9.5,63,6.6,28,2,58]
[44,20210102,"20시",-3.8,50,8.9,68,8.9,68,5.6,29,1.1000000000000001,54]
[45,20210102,"21시",-4.2,41,9.1,71,9.1,71,4.7,31,1.1000000000000001,51]
[46,20210103,"22시",-5,39,9.1999999999999993,73,9.1999999999999993,73,4.5999999999999996,32,1.2,60]
[47,20210103,"23시",-5.5,42,9.4,71,9.4,71,3.5,43,0.9,56]
[48,20210103,"24시",-6.1,45,9.6,72,9.6,72,2.7,49,0.5,55]
[49,20210103,"1시",-6.6,45,9,72,9,72,2.4,47,0.3,70]
[50,20210103,"2시",-7.3,48,8.6999999999999993,73,8.6999999999999993,73,1.8,57,0.6,67]
[51,20210103,"3시",-7.7,50,8.8000000000000007,73,8.8000000000000007,73,1.1000000000000001,59,0.5,64]
[52,20210103,"4시",-8,51,8.8000000000000007,70,8.8000000000000007,70,0.3,63,0.8,63]
[53,20210103,"5시",-8.3000000000000007,52,8.6999999999999993,72,8.6999999999999993,72,-0.1,67,0.9,56]
[54,20210103,"6시",-8.8000000000000007,53,8.9,72,8.9,72,-0.3,67,0.3,56]
[55,20210103,"7시",-9,53,9.1,70,9.1,70,-0.5,69,0.5,60]
[56,20210103,"8시",-8.6999999999999993,54,8.1999999999999993,75,8.1999999999999993,75,-0.7,68,0.8,60]
[57,20210103,"9시",-8.6999999999999993,58,8,76,8,76,-0.9,71,1.2,62]
[58,20210103,"10시",-7.6,57,10.7,66,10.7,66,0.1,67,2.1,69]
[59,20210103,"11시",-5.7,46,12.9,59,12.9,59,1.4,62,2.9,71]
[60,20210103,"12시",-4.2,39,13.4,58,13.4,58,4.0999999999999996,53,4.8,58]
[61,20210103,"13시",-3.1,33,15.4,53,15.4,53,7.2,39,6.5,72]
[62,20210103,"14시",-2.4,30,16.100000000000001,47,16.100000000000001,47,9.9,34,6,75]
[63,20210103,"15시",-2.2999999999999998,30,14.9,52,14.9,52,11.1,21,6.6,71]
[64,20210103,"16시",-2.4,33,15.2,61,15.2,61,11,24,6.2,78]
[65,20210103,"17시",-2.2999999999999998,35,14.1,66,14.1,66,10.8,29,5.6,82]
[66,20210103,"18시",-2.6,36,13.1,69,13.1,69,10,32,5,87]
[67,20210104,"19시",-3.6,40,11.6,73,11.6,73,9.1,36,4.3,96]
[68,20210104,"20시",-4.4000000000000004,41,10.7,74,10.7,74,8.1,27,3.1,92]
[69,20210104,"21시",-4.9000000000000004,43,10.1,76,10.1,76,6.8,29,2.2999999999999998,83]
[70,20210104,"22시",-5.3,45,10.3,75,10.3,75,4.9000000000000004,35,1.6,69]
[71,20210104,"23시",-5.9,50,10.5,74,10.5,74,4.5999999999999996,38,1,73]
[72,20210104,"24시",-5.3,44,10.3,79,10.3,79,4.3,42,0.5,67]
[73,20210104,"1시",-6.2,48,9.6999999999999993,78,9.6999999999999993,78,3.5,45,-0.1,68]
[74,20210104,"2시",-6.5,49,9.6,79,9.6,79,3.7,50,-0.5,64]
[75,20210104,"3시",-7,51,9.5,70,9.5,70,3.6,50,-0.8,64]
[76,20210104,"4시",-7.1,54,9.3000000000000007,69,9.3000000000000007,69,3.1,53,-1.1000000000000001,58]
[77,20210104,"5시",-7.4,56,8.6,72,8.6,72,2.7,69,-1.7,56]
[78,20210104,"6시",-8.1,52,7.8,70,7.8,70,2.4,78,-2.4,58]
[79,20210104,"7시",-8.1,47,8.3000000000000007,64,8.3000000000000007,64,1.7,76,-2.7,62]
[80,20210104,"8시",-8.3000000000000007,51,7.6,66,7.6,66,0.9,73,-3,61]
[81,20210104,"9시",-8.1,48,8.1,65,8.1,65,0.2,73,-2.7,59]
[82,20210104,"10시",-7.6,48,9.1,63,9.1,63,1.2,66,-2.2000000000000002,59]
[83,20210104,"11시",-5.6,43,11.6,57,11.6,57,2.9,53,-0.6,53]
[84,20210104,"12시",-3,40,12.8,52,12.8,52,4.2,38,0.3,52]
[85,20210104,"13시",-1.5,40,13.8,47,13.8,47,5.0999999999999996,33,1.6,50]
[86,20210104,"14시",-0.6,41,14.5,39,14.5,39,5.3,31,1.9,57]
[87,20210104,"15시",-0.4,40,14.9,37,14.9,37,6.2,32,2.5,53]
[88,20210104,"16시",0,40,14.5,34,14.5,34,6.4,31,2.7,58]
[89,20210104,"17시",0.2,42,13.8,30,13.8,30,5.6,34,2,60]
[90,20210104,"18시",-0.3,51,12.5,33,12.5,33,4.2,46,1.1000000000000001,60]
[91,20210105,"19시",-0.9,52,10.6,36,10.6,36,2.4,54,0.9,61]
[92,20210105,"20시",-0.9,49,9.8000000000000007,29,9.8000000000000007,29,1.7,55,0.5,57]
[93,20210105,"21시",-0.7,51,9.4,29,9.4,29,0.6,58,-0.3,59]
[94,20210105,"22시",-0.5,57,9.3000000000000007,28,9.3000000000000007,28,0,59,-1.3,57]
[95,20210105,"23시",-0.6,54,8.8000000000000007,29,8.8000000000000007,29,-0.5,66,-2,57]
[96,20210105,"24시",-1.3,69,8.3000000000000007,30,8.3000000000000007,30,-0.2,66,-2.5,57]
[97,20210105,"1시",-2.1,73,8.1,29,8.1,29,-0.7,71,-2.8,58]
[98,20210105,"2시",-2.5,75,7.5,31,7.5,31,-0.9,73,-2.9,59]
[99,20210105,"3시",-2.5,77,7,31,7,31,-1.4,75,-3.1,62]
[100,20210105,"4시",-2.5,76,6.3,32,6.3,32,-1.5,74,-3.3,61]
[101,20210105,"5시",-2.7,78,6.3,29,6.3,29,-1.9,77,-3.2,60]
[102,20210105,"6시",-3.9,82,6.6,27,6.6,27,-2.6,80,-3.2,59]
[103,20210105,"7시",-4.2,80,6.9,28,6.9,28,-2.8,81,-3.5,58]
[104,20210105,"8시",-4.8,77,6.5,31,6.5,31,-3.1,82,-3.4,54]
[105,20210105,"9시",-5.6,75,6.2,28,6.2,28,-3.3,83,-2.9,55]
[106,20210105,"10시",-5.8,67,6.2,30,6.2,30,-2,77,-1.9,52]
[107,20210105,"11시",-5.2,46,6,32,6,32,1.3,66,-0.8,53]
[108,20210105,"12시",-4.5999999999999996,36,6.3,35,6.3,35,2.8,45,-0.2,55]
[109,20210105,"13시",-4.5999999999999996,33,4.8,54,4.8,54,4.5,37,1.2,48]
[110,20210105,"14시",-4.0999999999999996,34,3.6,84,3.6,84,5.4,29,1.4,40]
[111,20210105,"15시",-4.2,33,4.3,71,4.3,71,6.4,26,2.6,47]
[112,20210105,"16시",-3.8,35,5.2,65,5.2,65,7.1,22,2.5,45]
[113,20210105,"17시",-3.6,33,5.5,60,5.5,60,6.3,21,1.5,51]
[114,20210105,"18시",-4.5,31,5.6,59,5.6,59,5.4,26,0.8,57]
[115,20210106,"19시",-5.7,34,5,57,5,57,3.7,33,0.6,65]
[116,20210106,"20시",-6.5,39,4.5999999999999996,58,4.5999999999999996,58,2.6,40,0.5,70]
[117,20210106,"21시",-7.1,41,4.4000000000000004,50,4.4000000000000004,50,2.2000000000000002,46,0.6,70]
[118,20210106,"22시",-7.6,43,4.3,38,4.3,38,1.5,51,0.3,71]
[119,20210106,"23시",-8.5,51,4.2,28,4.2,28,0.5,55,0.3,68]
[120,20210106,"24시",-9.5,53,4.2,21,4.2,21,-0.4,58,-0.2,70]
[121,20210106,"1시",-9.9,54,3.8,23,3.8,23,-0.7,60,-0.9,68]
[122,20210106,"2시",-10.3,57,3.4,22,3.4,22,-0.3,58,-1.2,69]
[123,20210106,"3시",-10.6,57,3,24,3,24,-1.1000000000000001,64,-1.1000000000000001,71]
[124,20210106,"4시",-11.1,61,3.3,21,3.3,21,-1.6,69,-1.2,72]
[125,20210106,"5시",-11.2,64,3.3,20,3.3,20,-1.9,69,-0.7,68]
[126,20210106,"6시",-11.6,64,2.2000000000000002,22,2.2000000000000002,22,-2,69,-1.5,72]
[127,20210106,"7시",-11.7,62,2.4,21,2.4,21,-2.7,72,-2.2999999999999998,75]
[128,20210106,"8시",-11.9,61,2,27,2,27,-3.1,76,-2.1,86]
[129,20210106,"9시",-11.7,64,1.9,31,1.9,31,-3.1,73,-0.9,74]
[130,20210106,"10시",-10.7,62,1.9,36,1.9,36,-1.6,66,0,68]
[131,20210106,"11시",-8.1999999999999993,53,4.3,32,4.3,32,1.3,57,2.2000000000000002,61]
[132,20210106,"12시",-7,46,6.4,34,6.4,34,3.9,48,3,62]
[133,20210106,"13시",-6,37,7,35,7,35,6.6,36,4.0999999999999996,60]
[134,20210106,"14시",-4.5999999999999996,30,7.6,37,7.6,37,7.3,29,5.0999999999999996,57]
[135,20210106,"15시",-3.6,26,8.5,35,8.5,35,8,29,5.0999999999999996,51]
[136,20210106,"16시",-2.2999999999999998,26,8.1999999999999993,36,8.1999999999999993,36,8,30,4.8,54]
[137,20210106,"17시",-2.2000000000000002,25,8.3000000000000007,36,8.3000000000000007,36,7.9,30,4,56]
[138,20210106,"18시",-3.2,27,7.4,36,7.4,36,7.3,31,3.2,60]
[139,20210107,"19시",-3.7,28,5.8,38,5.8,38,5.9,37,2.9,60]
[140,20210107,"20시",-4.2,60,5.4,38,5.4,38,4.2,44,2.6,60]
[141,20210107,"21시",-5.5,87,5.4,40,5.4,40,3.6,46,2.2999999999999998,62]
[142,20210107,"22시",-5.0999999999999996,89,5.2,42,5.2,42,3.2,47,2.5,64]
[143,20210107,"23시",-4.7,77,4.9000000000000004,42,4.9000000000000004,42,2.1,52,2.2999999999999998,66]
[144,20210107,"24시",-5.6,76,4.5999999999999996,45,4.5999999999999996,45,1.5,56,2.2000000000000002,64]
[145,20210107,"1시",-8.3000000000000007,72,4.4000000000000004,47,4.4000000000000004,47,0.8,58,2,68]
[146,20210107,"2시",-9.6,75,3.7,51,3.7,51,0.2,62,1.7,67]
[147,20210107,"3시",-11.6,54,3.2,53,3.2,53,-0.7,72,1.2,67]
[148,20210107,"4시",-13.2,55,2.7,54,2.7,54,-0.7,69,1.6,65]
[149,20210107,"5시",-14.3,59,2.6,55,2.6,55,-1.3,72,1.7,65]
[150,20210107,"6시",-15,56,2.4,55,2.4,55,-1.8,74,1.5,69]
[151,20210107,"7시",-15.6,58,1.8,57,1.8,57,-2,75,1.6,67]
[152,20210107,"8시",-16.100000000000001,55,1.6,57,1.6,57,-1.8,73,1,69]
[153,20210107,"9시",-16.399999999999999,55,1.4,56,1.4,56,-1.4,74,1.2,70]
[154,20210107,"10시",-16.2,56,2.9,54,2.9,54,0,67,2.8,64]
[155,20210107,"11시",-15.3,50,4.3,51,4.3,51,0.9,65,3.9,62]
[156,20210107,"12시",-14.8,48,4.9000000000000004,48,4.9000000000000004,48,2.5,58,4.2,62]
[157,20210107,"13시",-13.8,45,6.4,44,6.4,44,5,43,4.2,66]
[158,20210107,"14시",-13.1,42,7.1,37,7.1,37,7.3,34,4.5999999999999996,67]
[159,20210107,"15시",-12.4,40,7.8,32,7.8,32,9.1999999999999993,36,4.9000000000000004,67]
[160,20210107,"16시",-12.4,38,8,31,8,31,8.9,39,4.9000000000000004,69]
[161,20210107,"17시",-12.3,37,6.6,36,6.6,36,9.1999999999999993,40,4.4000000000000004,72]
[162,20210107,"18시",-13,38,5.8,37,5.8,37,8.5,43,4.0999999999999996,75]
[163,20210108,"19시",-13.7,45,4.9000000000000004,40,4.9000000000000004,40,7.6,45,3.9,75]
[164,20210108,"20시",-14.2,46,4.4000000000000004,41,4.4000000000000004,41,6.7,50,3.8,79]
[165,20210108,"21시",-14.6,47,3.9,44,3.9,44,6.6,49,3.9,79]
[166,20210108,"22시",-14.9,50,3,47,3,47,6.1,47,4,78]
[167,20210108,"23시",-15.3,54,2.2000000000000002,48,2.2000000000000002,48,5.9,47,4,78]
[168,20210108,"24시",-15.5,54,1.7,50,1.7,50,5.7,48,3.8,81]
[169,20210108,"1시",-15.9,52,1.3,51,1.3,51,5.5,48,3.8,81]
[170,20210108,"2시",-16.5,50,0.8,51,0.8,51,5.4,47,3.7,75]
[171,20210108,"3시",-16.899999999999999,52,0.6,51,0.6,51,5.4,47,3.7,82]
[172,20210108,"4시",-17.2,47,0.2,53,0.2,53,5,50,3.6,94]
[173,20210108,"5시",-17.5,47,-0.2,54,-0.2,54,4.9000000000000004,50,3,99]
[174,20210108,"6시",-17.8,47,-0.1,52,-0.1,52,4.7,52,2.5,99]
[175,20210108,"7시",-17.8,47,0,52,0,52,4.8,49,2.1,95]
[176,20210108,"8시",-18.2,46,-0.1,52,-0.1,52,3.7,72,1.7,89]
[177,20210108,"9시",-18.5,49,-0.4,52,-0.4,52,2.9,85,1.8,88]
[178,20210108,"10시",-17.899999999999999,46,1.2,49,1.2,49,3.1,88,1.7,85]
[179,20210108,"11시",-15.6,39,2.4,48,2.4,48,3.5,89,1.5,88]
[180,20210108,"12시",-14.5,38,3.3,46,3.3,46,3.3,90,1.4,83]
[181,20210108,"13시",-13.4,37,4.5,43,4.5,43,3.8,89,1.6,67]
[182,20210108,"14시",-12.2,38,5.5,37,5.5,37,4.7,84,1.6,65]
[183,20210108,"15시",-11.6,36,5.7,37,5.7,37,5.6,70,1.3,55]
[184,20210108,"16시",-11.2,36,6.1,35,6.1,35,4.0999999999999996,79,0.4,51]
[185,20210108,"17시",-11.3,35,6.1,33,6.1,33,4.2,75,-0.7,46]
[186,20210108,"18시",-11.7,39,5.6,31,5.6,31,3.8,64,-1.3,48]
[187,20210109,"19시",-12.6,41,4.2,32,4.2,32,2.4,63,-2.2000000000000002,53]
[188,20210109,"20시",-13.1,42,3.7,34,3.7,34,1.7,56,-3,54]
[189,20210109,"21시",-13.5,47,2.9,38,2.9,38,1.2,54,-3.7,51]
[190,20210109,"22시",-14.1,51,1.9,42,1.9,42,0.9,55,-4.4000000000000004,53]
[191,20210109,"23시",-14.5,54,1.4,44,1.4,44,0.2,56,-5,53]
[192,20210109,"24시",-15.2,55,1.6,45,1.6,45,-0.3,54,-5.5,50]
[193,20210109,"1시",-15.4,47,1.5,47,1.5,47,-0.6,53,-6,49]
[194,20210109,"2시",-15.3,44,1,50,1,50,-0.8,52,-6.7,45]
[195,20210109,"3시",-15.1,47,0.6,50,0.6,50,-1.2,54,-7.3,48]
[196,20210109,"4시",-14.8,42,0.4,49,0.4,49,-1.7,50,-7.8,46]
[197,20210109,"5시",-15.7,43,0.7,50,0.7,50,-2,57,-8.3000000000000007,45]
[198,20210109,"6시",-16,48,0.1,50,0.1,50,-2.9,49,-8.6999999999999993,44]
[199,20210109,"7시",-16.399999999999999,50,-0.2,51,-0.2,51,-3.6,48,-9,50]
[200,20210109,"8시",-16.3,48,-0.1,51,-0.1,51,-3.8,50,-9.4,47]
[201,20210109,"9시",-16.2,51,-0.2,53,-0.2,53,-3.7,51,-9.5,46]
[202,20210109,"10시",-15.2,50,2.1,46,2.1,46,-3.1,48,-8.9,44]
[203,20210109,"11시",-12.5,45,4,42,4,42,-2.6,43,-8,43]
[204,20210109,"12시",-11,37,6.3,43,6.3,43,-1.7,40,-7.1,42]
[205,20210109,"13시",-10.1,37,7.3,40,7.3,40,-1.6,41,-5.7,37]
[206,20210109,"14시",-9.3000000000000007,37,8.3000000000000007,38,8.3000000000000007,38,-1.3,37,-5.2,32]
[207,20210109,"15시",-8.6999999999999993,38,8.6999999999999993,39,8.6999999999999993,39,-1.4,33,-4.9000000000000004,29]
[208,20210109,"16시",-8.1999999999999993,38,8.9,37,8.9,37,-1.4,31,-5.5,27]
[209,20210109,"17시",-7.7,39,7.9,39,7.9,39,-2,29,-5.8,33]
[210,20210109,"18시",-8.9,40,6.8,43,6.8,43,-2.6,30,-6,34]
[211,20210110,"19시",-9.6999999999999993,43,5.8,48,5.8,48,-3.7,29,-6.1,35]
[212,20210110,"20시",-10.199999999999999,44,5.4,51,5.4,51,-4.3,34,-6.1,37]
[213,20210110,"21시",-10.7,48,4.8,48,4.8,48,-4.7,39,-6.3,41]
[214,20210110,"22시",-10.9,53,3.6,47,3.6,47,-5.4,43,-6.9,44]
[215,20210110,"23시",-11.2,55,3.2,47,3.2,47,-5.5,40,-7.1,45]
[216,20210110,"24시",-11.7,56,2.9,46,2.9,46,-6.2,40,-7.5,48]
[217,20210110,"1시",-12.2,57,2.1,51,2.1,51,-6.6,40,-7.3,50]
[218,20210110,"2시",-12.4,57,1.9,53,1.9,53,-6.4,39,-7.5,50]
[219,20210110,"3시",-12.3,55,1.6,55,1.6,55,-6.6,42,-7.8,49]
[220,20210110,"4시",-12.2,55,1.3,55,1.3,55,-6.6,42,-7.4,51]
[221,20210110,"5시",-12.5,58,1.4,54,1.4,54,-6.2,46,-7.4,47]
[222,20210110,"6시",-12.5,63,0.9,57,0.9,57,-7.3,58,-6.9,49]
[223,20210110,"7시",-12.6,65,0.6,58,0.6,58,-6.8,57,-6.7,52]
[224,20210110,"8시",-12.7,67,0.5,57,0.5,57,-6.5,55,-6.8,53]
[225,20210110,"9시",-12.6,68,0.7,57,0.7,57,-6.9,51,-5.9,53]
[226,20210110,"10시",-12.2,69,2.9,50,2.9,50,-5.8,50,-4.0999999999999996,51]
[227,20210110,"11시",-9.6999999999999993,63,5.5,46,5.5,46,-3.5,49,-3.1,51]
[228,20210110,"12시",-7.3,51,6.5,45,6.5,45,-2.2000000000000002,48,-1.3,55]
[229,20210110,"13시",-6,46,8.3000000000000007,38,8.3000000000000007,38,0.3,47,-0.5,57]
[230,20210110,"14시",-3.8,41,9,35,9,35,1.5,46,-0.8,65]
[231,20210110,"15시",-2.8,39,8.6,37,8.6,37,2.9,40,-1.3,75]
[232,20210110,"16시",-3.2,38,9.8000000000000007,35,9.8000000000000007,35,2.9,43,-1.4,81]
[233,20210110,"17시",-3.3,40,9,36,9,36,2.7,46,-2,83]
[234,20210110,"18시",-3.6,45,7.4,39,7.4,39,2,52,-2.4,83]
[235,20210111,"19시",-4.2,45,5.8,44,5.8,44,1.1000000000000001,60,-2.8,83]
[236,20210111,"20시",-4.4000000000000004,48,5.2,45,5.2,45,1.1000000000000001,65,-3.1,84]
[237,20210111,"21시",-4.5999999999999996,51,5,43,5,43,1.1000000000000001,68,-2.7,87]
[238,20210111,"22시",-4.8,53,5,42,5,42,0.4,74,-2.8,87]
[239,20210111,"23시",-5.4,58,5.0999999999999996,44,5.0999999999999996,44,0.1,77,-2.7,86]
[240,20210111,"24시",-6.3,57,4.7,45,4.7,45,0.3,76,-2.8,87]
[241,20210111,"1시",-6.6,64,4.5,47,4.5,47,-0.6,81,-2.7,91]
[242,20210111,"2시",-7.1,66,3.9,49,3.9,49,-0.5,81,-2.7,90]
[243,20210111,"3시",-7.9,69,3.8,39,3.8,39,-0.6,80,-3.1,91]
[244,20210111,"4시",-8.5,67,3.3,44,3.3,44,-1.1000000000000001,79,-3.4,92]
[245,20210111,"5시",-9.1,67,2.7,38,2.7,38,-1.5,77,-3.3,93]
[246,20210111,"6시",-9.5,69,2.6,33,2.6,33,-1.7,75,-3.2,95]
[247,20210111,"7시",-9.5,71,2.1,33,2.1,33,-2,79,-3,91]
[248,20210111,"8시",-9.1,72,1.8,32,1.8,32,-1.8,81,-3.2,69]
[249,20210111,"9시",-8.8000000000000007,68,2.2000000000000002,28,2.2000000000000002,28,-1.8,80,-2.7,60]
[250,20210111,"10시",-8.4,71,2.2999999999999998,26,2.2999999999999998,26,-0.7,77,-1.7,38]
[251,20210111,"11시",-7.7,71,3.6,25,3.6,25,0.5,70,0.5,37]
[252,20210111,"12시",-6.7,68,6.4,22,6.4,22,2.1,60,1.2,31]
[253,20210111,"13시",-6.1,63,6.6,20,6.6,20,4.0999999999999996,55,1,53]
[254,20210111,"14시",-5,58,8.6,20,8.6,20,4.0999999999999996,52,1.4,40]
[255,20210111,"15시",-4.3,54,8.8000000000000007,20,8.8000000000000007,20,4.7,49,0.9,34]
[256,20210111,"16시",-4.0999999999999996,51,9.9,19,9.9,19,5.0999999999999996,41,0.5,32]
[257,20210111,"17시",-4.0999999999999996,52,8.6999999999999993,21,8.6999999999999993,21,4.5999999999999996,42,0.3,42]
[258,20210111,"18시",-4.2,51,6.6,22,6.6,22,4,41,0.1,45]
[259,20210112,"19시",-5.0999999999999996,53,5.8,22,5.8,22,2.9,48,0,46]
[260,20210112,"20시",-5.4,54,5.5,23,5.5,23,2.2999999999999998,53,-0.3,43]
[261,20210112,"21시",-5.7,55,4.9000000000000004,25,4.9000000000000004,25,0.9,60,-0.5,37]
[262,20210112,"22시",-5.9,58,4,26,4,26,0.8,61,-0.6,34]
[263,20210112,"23시",-6.6,61,3,27,3,27,0.1,66,-0.7,41]
[264,20210112,"24시",-6.7,62,2,29,2,29,-0.2,69,-0.8,52]
[265,20210112,"1시",-6.1,63,1.7,31,1.7,31,-0.7,72,-0.6,59]
[266,20210112,"2시",-6.3,63,1.4,33,1.4,33,-0.9,73,-0.5,66]
[267,20210112,"3시",-7.5,68,1,36,1,36,-0.9,74,-0.4,72]
[268,20210112,"4시",-8.1999999999999993,71,0.4,37,0.4,37,-0.8,74,-0.4,80]
[269,20210112,"5시",-8.6,73,0,38,0,38,-1,75,0.4,83]
[270,20210112,"6시",-8.9,73,0.1,37,0.1,37,-1.2,76,0.8,75]
[271,20210112,"7시",-9.1,76,-0.3,36,-0.3,36,-1.3,77,0.6,82]
[272,20210112,"8시",-9.3000000000000007,77,-0.6,33,-0.6,33,-0.8,75,0.8,81]
[273,20210112,"9시",-9.1,78,-0.8,34,-0.8,34,-1.1000000000000001,77,1.8,76]
[274,20210112,"10시",-7.7,76,0.9,30,0.9,30,-0.1,73,0.2,83]
[275,20210112,"11시",-5.6,69,2.2000000000000002,29,2.2000000000000002,29,0.8,71,0.1,81]
[276,20210112,"12시",-3.9,66,2.6,27,2.6,27,1.8,65,0.2,58]
[277,20210112,"13시",-1.9,63,4.9000000000000004,22,4.9000000000000004,22,3.5,58,0.6,51]
[278,20210112,"14시",-1,61,6.7,19,6.7,19,4.9000000000000004,53,0.8,42]
[279,20210112,"15시",-0.7,65,7.6,16,7.6,16,5.2,50,0.2,47]
[280,20210112,"16시",-0.8,74,7.9,16,7.9,16,5.5,47,-0.7,35]
[281,20210112,"17시",-1.5,88,7.6,16,7.6,16,5,54,-1.5,46]
[282,20210112,"18시",-1.1000000000000001,91,6.1,16,6.1,16,4.5999999999999996,54,-3,43]
[283,20210113,"19시",-0.8,91,4.0999999999999996,20,4.0999999999999996,20,2.4,64,-4.2,42]
[284,20210113,"20시",-1.3,91,3.2,19,3.2,19,1,56,-5.3,48]
[285,20210113,"21시",-1.2,93,2.7,19,2.7,19,0.2,52,-6.2,49]
[286,20210113,"22시",-0.9,92,2.2000000000000002,21,2.2000000000000002,21,-0.8,60,-6.7,48]
[287,20210113,"23시",-1.5,92,1.6,23,1.6,23,-1.6,59,-7,46]
[288,20210113,"24시",-1.8,93,0.7,26,0.7,26,-2,56,-7.1,44]
[289,20210113,"1시",-2,93,0,29,0,29,-2.5,59,-7.3,41]
[290,20210113,"2시",-2.1,95,-0.5,35,-0.5,35,-2.4,58,-7.6,43]
[291,20210113,"3시",-2.1,95,-0.9,40,-0.9,40,-2.7,58,-8,42]
[292,20210113,"4시",-2.4,94,-1.2,45,-1.2,45,-3.9,60,-8.1999999999999993,43]
[293,20210113,"5시",-2.8,94,-1.4,47,-1.4,47,-4.7,63,-8.4,42]
[294,20210113,"6시",-2.9,94,-1.5,49,-1.5,49,-5.3,65,-8.8000000000000007,43]
[295,20210113,"7시",-2.7,94,-1.9,51,-1.9,51,-5.4,64,-9.1999999999999993,44]
[296,20210113,"8시",-3,94,-2,52,-2,52,-5.8,64,-8.6,42]
[297,20210113,"9시",-2.9,93,-1.7,52,-1.7,52,-5.9,62,-8.3000000000000007,39]
[298,20210113,"10시",-2.1,94,-0.2,52,-0.2,52,-4.9000000000000004,56,-7.8,40]
[299,20210113,"11시",-0.6,91,1.4,49,1.4,49,-2.8,42,-6.9,41]
[300,20210113,"12시",1.4,84,2.2000000000000002,47,2.2000000000000002,47,-1.4,29,-5.9,37]
[301,20210113,"13시",2.9,77,4.0999999999999996,44,4.0999999999999996,44,0.6,19,-5,33]
[302,20210113,"14시",4.4000000000000004,75,5,41,5,41,1.6,16,-3.8,35]
[303,20210113,"15시",7.3,66,5.7,39,5.7,39,1.2,16,-3.1,28]
[304,20210113,"16시",8.1999999999999993,65,5.8,39,5.8,39,2.1,16,-3.1,33]
[305,20210113,"17시",8,69,5.5,39,5.5,39,1.2,18,-3.2,33]
[306,20210113,"18시",7.3,73,5,39,5,39,0.4,21,-4,42]
[307,20210114,"19시",6.9,77,3.3,42,3.3,42,-1,26,-4.0999999999999996,44]
[308,20210114,"20시",5.8,80,2.4,46,2.4,46,-1.8,28,-4.2,42]
[309,20210114,"21시",5.0999999999999996,82,1.6,47,1.6,47,-2.2999999999999998,27,-4.4000000000000004,45]
[310,20210114,"22시",3.9,78,1.5,47,1.5,47,-3.7,31,-4.5,43]
[311,20210114,"23시",2.8,73,1.1000000000000001,49,1.1000000000000001,49,-3.8,32,-4.5,44]
[312,20210114,"24시",1.9,67,0.9,47,0.9,47,-4.2,33,-4.8,50]
[313,20210114,"1시",0.9,63,0.5,51,0.5,51,-3.8,32,-5.6,53]
[314,20210114,"2시",0.3,60,0.5,58,0.5,58,-4.5999999999999996,35,-6.3,52]
[315,20210114,"3시",-0.6,56,0.6,61,0.6,61,-4.7,35,-6.1,52]
[316,20210114,"4시",-1.2,57,0.7,61,0.7,61,-4.9000000000000004,35,-6.3,48]
[317,20210114,"5시",-2.1,63,0.6,62,0.6,62,-5.0999999999999996,35,-7,51]
[318,20210114,"6시",-2.4,63,0.5,58,0.5,58,-4.9000000000000004,33,-7.2,53]
[319,20210114,"7시",-2.8,63,0.3,59,0.3,59,-5.6,35,-7.2,51]
[320,20210114,"8시",-3.1,67,0.4,55,0.4,55,-6,38,-7.4,57]
[321,20210114,"9시",-3.4,70,0.4,55,0.4,55,-6,40,-6.3,51]
[322,20210114,"10시",-3,70,2.5,52,2.5,52,-3.8,33,-4.7,47]
[323,20210114,"11시",-0.6,61,4.4000000000000004,50,4.4000000000000004,50,-0.5,25,-2.7,43]
[324,20210114,"12시",1.4,43,5.5,45,5.5,45,1,26,-2.5,47]
[325,20210114,"13시",3.3,32,6,45,6,45,2.9,26,-1.7,41]
[326,20210114,"14시",4.7,33,6.9,44,6.9,44,3.3,25,-1,43]
[327,20210114,"15시",5.9,31,7.3,41,7.3,41,3.5,22,-0.5,34]
[328,20210114,"16시",6.8,29,7.2,39,7.2,39,3.6,22,-0.1,42]
[329,20210114,"17시",6.8,30,6.3,43,6.3,43,3.4,24,-0.7,48]
[330,20210114,"18시",5.9,33,5.0999999999999996,46,5.0999999999999996,46,2.2999999999999998,29,-2.1,51]
[331,20210115,"19시",4.5,37,3.3,51,3.3,51,0.9,32,-2.4,56]
[332,20210115,"20시",3.9,38,2.6,51,2.6,51,0.4,38,-2.5,64]
[333,20210115,"21시",3.8,39,2.4,51,2.4,51,-0.3,42,-2.6,69]
[334,20210115,"22시",3.5,39,2.2000000000000002,50,2.2000000000000002,50,-1.5,50,-2.8,71]
[335,20210115,"23시",3.3,39,1.8,47,1.8,47,-1.8,53,-2.9,75]
[336,20210115,"24시",2.8,42,1.5,45,1.5,45,-2,57,-3,82]
[337,20210115,"1시",2.1,45,1.1000000000000001,45,1.1000000000000001,45,-2.2999999999999998,55,-3.5,76]
[338,20210115,"2시",2.2000000000000002,43,0.8,46,0.8,46,-2.8,57,-4.0999999999999996,59]
[339,20210115,"3시",2.6,45,0.2,48,0.2,48,-3.1,57,-4.5999999999999996,58]
[340,20210115,"4시",3.2,43,0.2,47,0.2,47,-3.4,55,-4.8,55]
[341,20210115,"5시",3.2,43,-0.2,50,-0.2,50,-3.6,55,-5.2,59]
[342,20210115,"6시",3.5,46,-0.1,49,-0.1,49,-4.4000000000000004,59,-5.4,58]
[343,20210115,"7시",3.7,47,-0.4,51,-0.4,51,-4.3,58,-5.8,62]
[344,20210115,"8시",3.8,52,-0.3,52,-0.3,52,-4.2,59,-5.7,51]
[345,20210115,"9시",4.2,57,0.3,53,0.3,53,-4.0999999999999996,60,-4.2,47]
[346,20210115,"10시",4.8,58,2.4,49,2.4,49,-2.1,57,-2.2999999999999998,46]
[347,20210115,"11시",5.5,60,5.2,43,5.2,43,0.1,53,-1.5,43]
[348,20210115,"12시",6.3,65,7.3,42,7.3,42,1.5,45,-0.7,49]
[349,20210115,"13시",8.8000000000000007,78,8.9,39,8.9,39,2.6,38,-0.6,49]
[350,20210115,"14시",9.8000000000000007,80,10,35,10,35,3.6,33,0.4,45]
[351,20210115,"15시",9.8000000000000007,82,9.5,36,9.5,36,4.0999999999999996,28,1.8,42]
[352,20210115,"16시",9.1999999999999993,82,10.1,34,10.1,34,4,31,0.7,53]
[353,20210115,"17시",7.7,76,9.1,34,9.1,34,3.5,35,0,56]
[354,20210115,"18시",6.7,79,7.3,40,7.3,40,2.9,39,-0.8,55]
[355,20210116,"19시",5.3,81,5.5,44,5.5,44,1.6,44,-1.2,64]
[356,20210116,"20시",4,81,5,44,5,44,0.4,48,-1.4,68]
[357,20210116,"21시",3.1,81,4.4000000000000004,46,4.4000000000000004,46,-0.8,54,-1.4,69]
[358,20210116,"22시",1.5,76,4.0999999999999996,46,4.0999999999999996,46,-1.1000000000000001,55,-1.6,72]
[359,20210116,"23시",0.8,78,3.9,49,3.9,49,-1.5,59,-1.8,74]
[360,20210116,"24시",0.2,75,3.4,53,3.4,53,-1.8,61,-2.1,69]
[361,20210116,"1시",-0.7,74,3.1,55,3.1,55,-2.1,63,-2.2999999999999998,70]
[362,20210116,"2시",-1.7,74,2.9,60,2.9,60,-2,65,-2.2999999999999998,73]
[363,20210116,"3시",-2.4,75,2.8,58,2.8,58,-2.6,68,-2.1,78]
[364,20210116,"4시",-3.1,76,2.4,55,2.4,55,-3.2,71,-2.2000000000000002,76]
[365,20210116,"5시",-4,76,2.6,57,2.6,57,-3.3,69,-1.8,74]
[366,20210116,"6시",-4.7,77,2.7,54,2.7,54,-4.3,74,-1.6,75]
[367,20210116,"7시",-5.4,78,3,54,3,54,-4.7,76,-1.3,75]
[368,20210116,"8시",-6,72,3.4,52,3.4,52,-4.5,75,-1,78]
[369,20210116,"9시",-6.6,69,3.5,52,3.5,52,-5.0999999999999996,78,-0.6,80]
[370,20210116,"10시",-6.5,69,4.5,49,4.5,49,-3.4,72,0,76]
[371,20210116,"11시",-5.8,65,6,45,6,45,-0.8,64,1.7,76]
[372,20210116,"12시",-4.9000000000000004,63,7.3,43,7.3,43,1.9,54,2.4,76]
[373,20210116,"13시",-3.6,55,7.5,47,7.5,47,4.2,42,2.2000000000000002,80]
[374,20210116,"14시",-2.2999999999999998,48,8.1999999999999993,49,8.1999999999999993,49,5.3,39,3.4,76]
[375,20210116,"15시",-1.8,43,9.5,47,9.5,47,5.8,38,3.8,73]
[376,20210116,"16시",-1.7,48,9.8000000000000007,48,9.8000000000000007,48,6.5,37,3.4,75]
[377,20210116,"17시",-2.9,39,8.5,49,8.5,49,5.5,37,3,77]
[378,20210116,"18시",-3.3,47,8,49,8,49,4.5999999999999996,41,2.2999999999999998,77]
[379,20210117,"19시",-4.0999999999999996,53,7.3,50,7.3,50,3.6,45,1.9,75]
[380,20210117,"20시",-4.7,55,6.8,50,6.8,50,2.5,54,1.5,75]
[381,20210117,"21시",-5.6,43,6.4,51,6.4,51,1.1000000000000001,60,1.5,84]
[382,20210117,"22시",-6.4,45,5.6,55,5.6,55,0.4,63,1.2,87]
[383,20210117,"23시",-7.4,41,5.2,57,5.2,57,0.7,63,1.1000000000000001,86]
[384,20210117,"24시",-8.1999999999999993,44,5.3,53,5.3,53,0.3,67,0.6,93]
[385,20210117,"1시",-8.6999999999999993,50,5.2,49,5.2,49,0.1,69,0.5,88]
[386,20210117,"2시",-9.3000000000000007,50,5.2,51,5.2,51,-0.2,71,0.3,80]
[387,20210117,"3시",-9.4,52,5.6,51,5.6,51,-1.1000000000000001,75,0.1,85]
[388,20210117,"4시",-9.5,58,5.6,54,5.6,54,-1.4,78,-0.5,93]
[389,20210117,"5시",-9.8000000000000007,59,6.1,56,6.1,56,-1.9,80,-0.8,90]
[390,20210117,"6시",-9.8000000000000007,58,6,58,6,58,-2.8,82,-1.1000000000000001,86]
[391,20210117,"7시",-10.3,60,5.9,58,5.9,58,-2.7,83,-1.5,88]
[392,20210117,"8시",-10.5,61,5.9,59,5.9,59,-3,83,-1.8,85]
[393,20210117,"9시",-10.8,60,6.2,64,6.2,64,-3.1,83,-1.8,81]
[394,20210117,"10시",-9.9,59,6.9,64,6.9,64,-2,81,-1.3,88]
[395,20210117,"11시",-8.1,50,7.7,65,7.7,65,-0.2,73,-0.2,89]
[396,20210117,"12시",-6.1,43,7.9,66,7.9,66,2.1,66,0.8,80]
[397,20210117,"13시",-4.4000000000000004,35,9.1,65,9.1,65,3.7,58,1.7,57]
[398,20210117,"14시",-3.1,32,10.1,65,10.1,65,5.4,49,2.8,47]
[399,20210117,"15시",-2.2000000000000002,36,9.8000000000000007,70,9.8000000000000007,70,6.1,44,2.9,48]
[400,20210117,"16시",-1.6,40,7,94,7,94,7.3,42,2.7,52]
[401,20210117,"17시",-1.8,44,7.1,93,7.1,93,6.1,44,2,63]
[402,20210117,"18시",-2.2000000000000002,53,6.7,96,6.7,96,5.7,47,1.1000000000000001,69]
[403,20210118,"19시",-2.6,58,6.3,96,6.3,96,4.5999999999999996,52,0.7,60]
[404,20210118,"20시",-2.8,61,6.1,95,6.1,95,3.8,57,0.5,67]
[405,20210118,"21시",-2.8,67,6.2,94,6.2,94,3.6,62,0.5,73]
[406,20210118,"22시",-2.8,74,6.3,94,6.3,94,2.8,68,0.2,80]
[407,20210118,"23시",-3,84,6.5,92,6.5,92,2.1,73,-0.2,77]
[408,20210118,"24시",-3,86,6.1,93,6.1,93,1.7,73,-0.3,70]
[409,20210118,"1시",-3,84,5.7,94,5.7,94,1.4,75,-0.6,71]
[410,20210118,"2시",-3.6,81,5.2,91,5.2,91,0.9,78,-1.1000000000000001,79]
[411,20210118,"3시",-3.3,79,5,90,5,90,0.8,78,-1.7,78]
[412,20210118,"4시",-3.4,76,4.7,88,4.7,88,0,83,-1.7,69]
[413,20210118,"5시",-3.2,78,5,84,5,84,-0.4,86,-1.9,69]
[414,20210118,"6시",-3.5,81,4.3,86,4.3,86,-0.4,87,-2.1,68]
[415,20210118,"7시",-3.7,83,4.3,84,4.3,84,-0.2,85,-1.9,72]
[416,20210118,"8시",-4,85,4,82,4,82,-0.2,85,-2,77]
[417,20210118,"9시",-3.9,89,4.0999999999999996,71,4.0999999999999996,71,-0.5,83,-1,81]
[418,20210118,"10시",-3.1,89,4.5999999999999996,68,4.5999999999999996,68,0.9,76,-0.7,76]
[419,20210118,"11시",-2.2999999999999998,88,5.0999999999999996,67,5.0999999999999996,67,0.8,83,-0.4,55]
[420,20210118,"12시",-1.5,90,6.7,56,6.7,56,1.6,81,-0.4,53]
[421,20210118,"13시",-0.6,88,6.3,46,6.3,46,2.5,67,0.1,45]
[422,20210118,"14시",-0.2,80,6.2,36,6.2,36,3,58,0.4,49]
[423,20210118,"15시",-0.3,75,6.2,43,6.2,43,2.1,64,0.1,42]
[424,20210118,"16시",-0.4,56,5,41,5,41,3.8,43,-0.1,43]
[425,20210118,"17시",-0.4,34,3.9,38,3.9,38,2.8,47,-0.4,46]
[426,20210118,"18시",-2,34,1.8,38,1.8,38,2.1,50,-1.2,49]
[427,20210119,"19시",-3.9,35,-0.3,41,-0.3,41,1.3,49,-1.8,51]
[428,20210119,"20시",-4.9000000000000004,41,-1.4,36,-1.4,36,0.8,51,-2.5,58]
[429,20210119,"21시",-5.5,43,-2.2999999999999998,39,-2.2999999999999998,39,0.3,47,-2.9,58]
[430,20210119,"22시",-6.1,42,-2.7,39,-2.7,39,-0.2,50,-3.3,59]
[431,20210119,"23시",-7.1,40,-3.1,43,-3.1,43,-0.8,52,-3.6,57]
[432,20210119,"24시",-8.4,44,-3.5,48,-3.5,48,-1.3,56,-3.6,55]
[433,20210119,"1시",-9.1,45,-3.9,52,-3.9,52,-1.8,57,-3.9,55]
[434,20210119,"2시",-9.6,46,-3.8,49,-3.8,49,-1.6,53,-4.2,55]
[435,20210119,"3시",-10.1,47,-3.5,45,-3.5,45,-2.8,56,-4.4000000000000004,56]
[436,20210119,"4시",-10.4,45,-3.3,42,-3.3,42,-3.6,58,-4.5,56]
[437,20210119,"5시",-10.6,48,-3.5,42,-3.5,42,-3.8,58,-4.9000000000000004,54]
[438,20210119,"6시",-11,51,-3.9,41,-3.9,41,-4,58,-5,56]
[439,20210119,"7시",-11.4,50,-4.5,52,-4.5,52,-4.7,61,-5.4,59]
[440,20210119,"8시",-11.4,52,-4.9000000000000004,47,-4.9000000000000004,47,-4.8,61,-5.5,61]
[441,20210119,"9시",-11.6,54,-5.2,43,-5.2,43,-5.3,64,-3.6,54]
[442,20210119,"10시",-10.8,51,-4.3,39,-4.3,39,-3.4,59,-1.7,52]
[443,20210119,"11시",-8.6,50,-3.5,36,-3.5,36,-0.8,41,-0.2,45]
[444,20210119,"12시",-6.2,43,-2.4,35,-2.4,35,0.6,29,0.8,50]
[445,20210119,"13시",-4.0999999999999996,37,-0.9,33,-0.9,33,2.4,24,0.3,56]
[446,20210119,"14시",-2.2999999999999998,29,-0.4,32,-0.4,32,3.4,25,0.3,57]
[447,20210119,"15시",-1.5,24,0.4,31,0.4,31,4.2,22,-0.3,63]
[448,20210119,"16시",-0.6,21,0.4,28,0.4,28,5.0999999999999996,18,-0.1,64]
[449,20210119,"17시",-0.4,20,-0.7,29,-0.7,29,4.9000000000000004,19,-0.4,71]
[450,20210119,"18시",-1.3,21,-1.7,32,-1.7,32,4.9000000000000004,26,-0.7,72]
[451,20210120,"19시",-2.7,24,-2.8,34,-2.8,34,3.3,28,-0.5,72]
[452,20210120,"20시",-3.6,28,-3.5,34,-3.5,34,2.4,42,-0.4,73]
[453,20210120,"21시",-4.4000000000000004,31,-4.0999999999999996,32,-4.0999999999999996,32,2,45,-0.4,67]
[454,20210120,"22시",-4.9000000000000004,34,-4.4000000000000004,31,-4.4000000000000004,31,1.1000000000000001,48,-0.3,72]
[455,20210120,"23시",-5.0999999999999996,38,-4.5999999999999996,34,-4.5999999999999996,34,1,50,-0.3,73]
[456,20210120,"24시",-5.5,40,-5,35,-5,35,1,50,-1.2,95]
[457,20210120,"1시",-5.6,41,-5.0999999999999996,35,-5.0999999999999996,35,1.4,53,-1.4,96]
[458,20210120,"2시",-5.8,45,-5.2,35,-5.2,35,1.6,55,-1.5,98]
[459,20210120,"3시",-5.6,45,-5.6,38,-5.6,38,1.3,56,-1.6,99]
[460,20210120,"4시",-5.5,43,-6,40,-6,40,1.5,53,-1.7,99]
[461,20210120,"5시",-6.1,51,-6.2,43,-6.2,43,1.5,55,-1.4,99]
[462,20210120,"6시",-6.4,54,-6.4,45,-6.4,45,0.7,67,-1.1000000000000001,99]
[463,20210120,"7시",-6.3,50,-6.6,46,-6.6,46,0.5,74,-1.1000000000000001,99]
[464,20210120,"8시",-6.4,50,-6.4,48,-6.4,48,0.2,85,-0.8,99]
[465,20210120,"9시",-5.9,47,-6.1,49,-6.1,49,0.4,85,-0.6,99]
[466,20210120,"10시",-4.7,45,-4.4000000000000004,44,-4.4000000000000004,44,1.6,83,0.1,99]
[467,20210120,"11시",-2.2999999999999998,39,-2.8,40,-2.8,40,1,85,1.1000000000000001,98]
[468,20210120,"12시",0.1,34,-1.3,34,-1.3,34,2.8,79,2.4,94]
[469,20210120,"13시",1.5,32,-0.5,35,-0.5,35,5.4,73,2.8,85]
[470,20210120,"14시",3.4,29,1.1000000000000001,31,1.1000000000000001,31,6.5,51,1.1000000000000001,99]
[471,20210120,"15시",5,26,1.5,30,1.5,30,7.5,43,1.5,96]
[472,20210120,"16시",6.3,26,1.7,29,1.7,29,6.6,43,0.4,99]
[473,20210120,"17시",7.1,24,0.9,29,0.9,29,5.0999999999999996,57,-0.2,99]
[474,20210120,"18시",5.9,26,0.5,30,0.5,30,4.8,46,-0.6,91]
[475,20210121,"19시",4.0999999999999996,30,-0.2,29,-0.2,29,3.7,49,-1.4,74]
[476,20210121,"20시",3.1,33,-0.9,31,-0.9,31,0.7,84,-1.6,72]
[477,20210121,"21시",2.4,35,-1.2,32,-1.2,32,0.3,91,-2.1,77]
[478,20210121,"22시",1.6,37,-1.7,33,-1.7,33,-0.2,86,-2.9,78]
[479,20210121,"23시",1.5,41,-1.9,33,-1.9,33,0,69,-3.6,76]
[480,20210121,"24시",2,40,-2.2999999999999998,34,-2.2999999999999998,34,-0.5,69,-4.0999999999999996,80]
[481,20210121,"1시",2.5,39,-2.2999999999999998,33,-2.2999999999999998,33,-1.5,82,-4.8,80]
[482,20210121,"2시",2.7,37,-2.2999999999999998,32,-2.2999999999999998,32,-2,87,-5.4,79]
[483,20210121,"3시",2.9,37,-2.8,33,-2.8,33,-1.7,76,-5.9,79]
[484,20210121,"4시",2.9,38,-2.6,32,-2.6,32,-2,80,-6,79]
[485,20210121,"5시",3,40,-2.2999999999999998,27,-2.2999999999999998,27,-2.6,88,-6.2,74]
[486,20210121,"6시",3,41,-2.7,32,-2.7,32,-2.6,88,-6.1,77]
[487,20210121,"7시",3.1,42,-3.2,30,-3.2,30,-2.7,87,-6.1,79]
[488,20210121,"8시",3.2,43,-3.3,31,-3.3,31,-2.6,82,-5.9,81]
[489,20210121,"9시",3.2,44,-2.8,31,-2.8,31,-2.9,89,-5.7,82]
[490,20210121,"10시",3.7,44,-2.4,35,-2.4,35,-2.8,90,-5.2,82]
[491,20210121,"11시",4.5,42,-0.7,24,-0.7,24,-1.9,87,-5.4,81]
[492,20210121,"12시",5,42,-0.6,27,-0.6,27,-1.7,87,-4.9000000000000004,77]
[493,20210121,"13시",5.8,42,-0.9,30,-0.9,30,-0.9,74,-4.3,75]
[494,20210121,"14시",6.8,43,0.8,29,0.8,29,-0.3,67,-3.7,74]
[495,20210121,"15시",6.9,45,1.5,26,1.5,26,-1.3,68,-3.6,74]
[496,20210121,"16시",6.1,67,2.4,27,2.4,27,-1.3,69,-3.6,72]
[497,20210121,"17시",5.3,79,2.4,32,2.4,32,-1.3,67,-3.9,71]
[498,20210121,"18시",4.8,87,2.1,34,2.1,34,-1.7,59,-4.3,73]
[499,20210122,"19시",4.5999999999999996,91,1.2,36,1.2,36,-2,59,-4.3,71]
[500,20210122,"20시",4.5999999999999996,93,0.6,30,0.6,30,-2.2999999999999998,60,-4.3,65]
[501,20210122,"21시",4.5999999999999996,94,0.1,23,0.1,23,-2.2999999999999998,62,-4.5999999999999996,68]
[502,20210122,"22시",4.8,95,-0.5,22,-0.5,22,-2.9,64,-4.5999999999999996,67]
[503,20210122,"23시",4.9000000000000004,96,-1,26,-1,26,-3.1,66,-6.1,74]
[504,20210122,"24시",4.8,95,-1.3,27,-1.3,27,-3.4,68,-6.6,69]
[505,20210122,"1시",4.9000000000000004,96,-1.5,27,-1.5,27,-3.9,71,-6.9,71]
[506,20210122,"2시",5,95,-1.7,26,-1.7,26,-3.7,70,-7,73]
[507,20210122,"3시",5,95,-2.2000000000000002,27,-2.2000000000000002,27,-3.5,69,-7.5,75]
[508,20210122,"4시",5,93,-2.1,27,-2.1,27,-3.9,70,-7.7,77]
[509,20210122,"5시",4.9000000000000004,94,-2.2000000000000002,28,-2.2000000000000002,28,-4.4000000000000004,72,-7.8,76]
[510,20210122,"6시",5.0999999999999996,95,-2.2999999999999998,26,-2.2999999999999998,26,-4.3,72,-7.9,77]
[511,20210122,"7시",5,95,-2.6,28,-2.6,28,-4.7,74,-8.3000000000000007,77]
[512,20210122,"8시",5,96,-2.4,27,-2.4,27,-5,75,-7.9,76]
[513,20210122,"9시",4.9000000000000004,96,-2,27,-2,27,-5.3,78,-6.2,72]
[514,20210122,"10시",5,97,-1.4,28,-1.4,28,-3.1,66,-4.3,68]
[515,20210122,"11시",5.4,97,-0.5,25,-0.5,25,-0.8,57,-2.8,64]
[516,20210122,"12시",5.8,96,2,22,2,22,0.7,53,-1.6,62]
[517,20210122,"13시",6,93,4,19,4,19,1.5,51,-1,64]
[518,20210122,"14시",6.4,92,5.0999999999999996,18,5.0999999999999996,18,2.5,45,0.9,63]
[519,20210122,"15시",6.6,91,5.6,18,5.6,18,3.2,41,0.7,64]
[520,20210122,"16시",6.5,91,6.4,18,6.4,18,3,46,1.2,65]
[521,20210122,"17시",6.4,90,4.9000000000000004,18,4.9000000000000004,18,3.1,44,0.3,70]
[522,20210122,"18시",6.3,90,3.8,17,3.8,17,2.5,48,-0.6,77]
[523,20210123,"19시",5.9,91,2.7,19,2.7,19,1,57,-1,80]
[524,20210123,"20시",5.6,91,1.6,22,1.6,22,-0.4,62,-1.2,82]
[525,20210123,"21시",5.5,91,0.9,24,0.9,24,-1.1000000000000001,65,-1.1000000000000001,81]
[526,20210123,"22시",5.5,91,0.2,25,0.2,25,-1,66,-1.1000000000000001,83]
[527,20210123,"23시",5.2,91,-0.2,27,-0.2,27,-1.4,66,-1.2,84]
[528,20210123,"24시",5.0999999999999996,92,-0.5,27,-0.5,27,-1.8,68,-1.6,85]
[529,20210123,"1시",4.9000000000000004,92,-0.5,27,-0.5,27,-2.1,70,-2.1,86]
[530,20210123,"2시",5.3,92,-0.5,24,-0.5,24,-2.7,74,-2.2000000000000002,86]
[531,20210123,"3시",5.6,88,-0.5,22,-0.5,22,-3.3,77,-2.4,86]
[532,20210123,"4시",5.4,86,-0.7,19,-0.7,19,-3.5,78,-2.2000000000000002,85]
[533,20210123,"5시",5.2,84,-1,18,-1,18,-4.3,83,-2.8,87]
[534,20210123,"6시",5.3,81,-1.3,23,-1.3,23,-4.5999999999999996,84,-3.1,85]
[535,20210123,"7시",5.2,80,-1.5,31,-1.5,31,-4.9000000000000004,84,-3.2,84]
[536,20210123,"8시",5.4,78,-2.1,34,-2.1,34,-4.9000000000000004,85,-3.1,84]
[537,20210123,"9시",5.3,76,-2.6,43,-2.6,43,-5.4,86,-2.1,82]
[538,20210123,"10시",5.9,75,-2.2999999999999998,40,-2.2999999999999998,40,-4.2,82,0,75]
[539,20210123,"11시",7.5,68,-2.1,36,-2.1,36,-1.5,71,2.1,69]
[540,20210123,"12시",9.3000000000000007,61,-1.6,35,-1.6,35,0.9,59,2.8,69]
[541,20210123,"13시",9.8000000000000007,57,-1.2,35,-1.2,35,2.9,49,3.9,65]
[542,20210123,"14시",10.4,54,-0.1,34,-0.1,34,4.8,42,3.7,68]
[543,20210123,"15시",10.9,53,0.7,31,0.7,31,5.5,30,3.9,70]
[544,20210123,"16시",11.9,50,0.7,31,0.7,31,6.6,29,4.5,69]
[545,20210123,"17시",11.5,50,-0.3,29,-0.3,29,7.7,28,3.7,71]
[546,20210123,"18시",10.5,53,-1.4,29,-1.4,29,6.9,28,2.8,75]
[547,20210124,"19시",9.4,56,-3,29,-3,29,4.9000000000000004,37,2.4,74]
[548,20210124,"20시",8.4,59,-4,29,-4,29,3.8,41,2.5,74]
[549,20210124,"21시",7.6,60,-5.3,32,-5.3,32,2.1,53,2.6,72]
[550,20210124,"22시",7.1,61,-7,34,-7,34,0.9,52,1.8,78]
[551,20210124,"23시",6.6,61,-7.7,35,-7.7,35,0.6,53,1.8,78]
[552,20210124,"24시",6.3,62,-8.1999999999999993,37,-8.1999999999999993,37,0.6,54,1.7,78]
[553,20210124,"1시",6.1,63,-8.4,37,-8.4,37,0.1,62,1.7,78]
[554,20210124,"2시",5.8,64,-8.4,39,-8.4,39,0.7,63,1.8,77]
[555,20210124,"3시",5.5,65,-8.6999999999999993,47,-8.6999999999999993,47,1,63,1.7,76]
[556,20210124,"4시",4.7,69,-9.1999999999999993,60,-9.1999999999999993,60,1.1000000000000001,65,1.9,75]
[557,20210124,"5시",4.2,71,-9.6,66,-9.6,66,0.7,67,2.2999999999999998,76]
[558,20210124,"6시",3.8,74,-9.9,74,-9.9,74,1.1000000000000001,65,2.2999999999999998,77]
[559,20210124,"7시",3.1,75,-9.9,72,-9.9,72,1.3,66,2.2999999999999998,78]
[560,20210124,"8시",2.7,77,-9.9,71,-9.9,71,1.7,66,3.1,77]
[561,20210124,"9시",2.4,79,-9.8000000000000007,68,-9.8000000000000007,68,2.1,67,3.5,76]
[562,20210124,"10시",3.7,78,-8.9,60,-8.9,60,3.3,64,4.2,75]
[563,20210124,"11시",6.3,69,-7.5,51,-7.5,51,4.0999999999999996,63,4.9000000000000004,74]
[564,20210124,"12시",8.5,61,-6.3,39,-6.3,39,5.6,60,5.9,73]
[565,20210124,"13시",10.1,57,-5.9,41,-5.9,41,7.2,57,6.1,74]
[566,20210124,"14시",11.6,50,-4.5999999999999996,34,-4.5999999999999996,34,9.5,53,7.3,72]
[567,20210124,"15시",12.9,47,-4.8,29,-4.8,29,12.9,49,7.5,72]
[568,20210124,"16시",13.8,45,-4.5,27,-4.5,27,12.8,52,7.8,73]
[569,20210124,"17시",13.4,46,-5.2,26,-5.2,26,12.3,55,7.9,74]
[570,20210124,"18시",11.6,49,-5.9,27,-5.9,27,11.5,59,7.3,75]
[571,20210125,"19시",10.3,53,-7.1,29,-7.1,29,10.8,63,7.1,76]
[572,20210125,"20시",9,57,-7.4,31,-7.4,31,10.6,61,7,77]
[573,20210125,"21시",8,61,-7.5,33,-7.5,33,9.6999999999999993,66,6.8,79]
[574,20210125,"22시",7,64,-7.5,34,-7.5,34,9.4,69,6.8,78]
[575,20210125,"23시",7,67,-7.8,37,-7.8,37,8.9,73,6.8,78]
[576,20210125,"24시",6.3,69,-8.1,41,-8.1,41,8.9,74,6.9,80]
[577,20210125,"1시",5.7,70,-8.1,40,-8.1,40,8.8000000000000007,76,6.7,82]
[578,20210125,"2시",5.3,72,-8.1999999999999993,44,-8.1999999999999993,44,9,76,6.8,82]
[579,20210125,"3시",4.7,75,-7.9,47,-7.9,47,10,74,6.9,84]
[580,20210125,"4시",4.0999999999999996,78,-7.8,52,-7.8,52,10.8,72,7.5,89]
[581,20210125,"5시",3.8,79,-6.9,51,-6.9,51,10.4,72,7.2,89]
[582,20210125,"6시",3.6,80,-6.8,52,-6.8,52,8.4,75,7.2,89]
[583,20210125,"7시",3,82,-7.1,54,-7.1,54,9.1,77,6.2,92]
[584,20210125,"8시",3.1,83,-7.4,56,-7.4,56,11.2,74,4.9000000000000004,94]
[585,20210125,"9시",3.4,81,-6.6,55,-6.6,55,11.8,76,4.7,94]
[586,20210125,"10시",4.4000000000000004,78,-4.7,49,-4.7,49,11.3,83,5.2,90]
[587,20210125,"11시",6.4,71,-3.1,47,-3.1,47,10.7,91,5.3,98]
[588,20210125,"12시",8.4,63,-2.1,43,-2.1,43,11,92,5.2,99]
[589,20210125,"13시",9.8000000000000007,59,-0.5,40,-0.5,40,12.3,90,4.0999999999999996,99]
[590,20210125,"14시",11.2,53,0.1,37,0.1,37,11.6,82,4.5999999999999996,99]
[591,20210125,"15시",12.5,46,1.4,35,1.4,35,11.8,73,4.7,99]
[592,20210125,"16시",13.3,44,2.1,33,2.1,33,12.2,70,5.2,97]
[593,20210125,"17시",13.7,40,1.9,34,1.9,34,12.2,59,5.3,87]
[594,20210125,"18시",13.1,37,1.8,35,1.8,35,9.8000000000000007,67,4.5999999999999996,86]
[595,20210126,"19시",11.7,40,-0.1,39,-0.1,39,7.8,76,3.4,91]
[596,20210126,"20시",10.9,44,-0.4,40,-0.4,40,6.7,75,2.2000000000000002,84]
[597,20210126,"21시",9.9,48,-0.7,42,-0.7,42,5.7,74,1.6,69]
[598,20210126,"22시",9.3000000000000007,50,-0.9,43,-0.9,43,5.4,75,0.9,70]
[599,20210126,"23시",8.5,55,-1.2,45,-1.2,45,5,71,0.1,69]
[600,20210126,"24시",8,63,-1.9,47,-1.9,47,4.0999999999999996,75,-0.6,70]
[601,20210126,"1시",7.4,65,-2.2000000000000002,48,-2.2000000000000002,48,3.7,74,-1.3,69]
[602,20210126,"2시",7.1,65,-2.6,51,-2.6,51,3,68,-1.9,64]
[603,20210126,"3시",7,68,-3.4,55,-3.4,55,2.4,66,-2.8,60]
[604,20210126,"4시",6.6,68,-3.3,54,-3.3,54,1.3,68,-3.2,60]
[605,20210126,"5시",6.5,67,-3.3,54,-3.3,54,0.7,69,-3.8,50]
[606,20210126,"6시",6.1,67,-3.2,54,-3.2,54,0.2,65,-4.4000000000000004,55]
[607,20210126,"7시",5.9,68,-2.9,55,-2.9,55,-0.1,62,-4.8,55]
[608,20210126,"8시",6.2,72,-3.3,58,-3.3,58,-1.4,68,-5.4,59]
[609,20210126,"9시",5.8,74,-3.5,60,-3.5,60,-2,69,-5.0999999999999996,56]
[610,20210126,"10시",5.9,73,-0.9,54,-0.9,54,-0.6,65,-4.2,55]
[611,20210126,"11시",5.9,82,1.3,53,1.3,53,0.6,57,-3.4,56]
[612,20210126,"12시",6,86,3.9,49,3.9,49,2.8,47,-2.8,54]
[613,20210126,"13시",6.1,88,4.5999999999999996,45,4.5999999999999996,45,4.3,35,-1.9,52]
[614,20210126,"14시",6.5,86,6.1,41,6.1,41,6.6,24,-1.3,54]
[615,20210126,"15시",7,84,7.1,39,7.1,39,7,16,-0.4,54]
[616,20210126,"16시",6.9,86,6.4,46,6.4,46,7.3,15,0.3,51]
[617,20210126,"17시",6.4,92,6.2,44,6.2,44,7,15,0.1,53]
[618,20210126,"18시",5.4,95,5.5,46,5.5,46,5.6,24,-0.6,55]
[619,20210127,"19시",5.2,94,3.9,40,3.9,40,3.6,36,-1,55]
[620,20210127,"20시",4.7,88,2.9,43,2.9,43,2.2000000000000002,45,-1.6,57]
[621,20210127,"21시",4.3,82,2.2999999999999998,45,2.2999999999999998,45,1.1000000000000001,50,-1.8,58]
[622,20210127,"22시",3.8,82,2.2999999999999998,46,2.2999999999999998,46,0.1,55,-2.2000000000000002,54]
[623,20210127,"23시",3.3,82,2,50,2,50,-0.7,61,-2.8,58]
[624,20210127,"24시",2.4,82,1.2,55,1.2,55,-1.1000000000000001,64,-3,59]
[625,20210127,"1시",1.7,84,0.9,55,0.9,55,-1.6,67,-3.3,67]
[626,20210127,"2시",1.4,85,0.8,56,0.8,56,-1.8,72,-3.7,73]
[627,20210127,"3시",1,81,1,63,1,63,-2.5,72,-4,75]
[628,20210127,"4시",0.6,76,1.3,62,1.3,62,-2.8,74,-4.0999999999999996,79]
[629,20210127,"5시",0.1,69,1.1000000000000001,62,1.1000000000000001,62,-3.1,73,-4.5,79]
[630,20210127,"6시",-0.4,66,0.9,65,0.9,65,-3.5,74,-4.5,77]
[631,20210127,"7시",-1,65,1.4,68,1.4,68,-3.9,77,-4.4000000000000004,76]
[632,20210127,"8시",-1.4,61,1,70,1,70,-4.0999999999999996,79,-3.8,71]
[633,20210127,"9시",-1.8,67,1.3,67,1.3,67,-4.4000000000000004,82,-2.6,64]
[634,20210127,"10시",-1.2,59,3.5,53,3.5,53,-2.5,74,-1,58]
[635,20210127,"11시",0.9,43,5.5,46,5.5,46,0.2,60,0.5,59]
[636,20210127,"12시",2.6,35,7.1,41,7.1,41,3.5,51,1.7,63]
[637,20210127,"13시",3.9,30,7.2,41,7.2,41,6.1,41,2.9,63]
[638,20210127,"14시",5.6,21,7.6,38,7.6,38,7.6,28,3.7,58]
[639,20210127,"15시",6.5,24,8.6999999999999993,38,8.6999999999999993,38,10,23,4,60]
[640,20210127,"16시",6,23,8.6,39,8.6,39,10.199999999999999,16,3.6,66]
[641,20210127,"17시",5.6,25,8.1,39,8.1,39,9.8000000000000007,19,3.1,74]
[642,20210127,"18시",4.8,25,7.5,43,7.5,43,9,24,2.1,79]
[643,20210128,"19시",3.6,31,6.1,48,6.1,48,7.2,32,1.5,78]
[644,20210128,"20시",2.6,41,5.3,50,5.3,50,5.8,40,1.8,73]
[645,20210128,"21시",1.5,47,5.3,48,5.3,48,4.8,46,1.7,76]
[646,20210128,"22시",1.1000000000000001,49,5.2,53,5.2,53,4.2,52,2.4,85]
[647,20210128,"23시",0.8,51,4.9000000000000004,58,4.9000000000000004,58,4.2,60,2.6,86]
[648,20210128,"24시",0.5,49,4.7,57,4.7,57,3.9,62,2.7,90]
[649,20210128,"1시",0.7,48,4.5,56,4.5,56,2.7,67,3,92]
[650,20210128,"2시",0.3,47,4.4000000000000004,53,4.4000000000000004,53,2.5,68,3.1,95]
[651,20210128,"3시",0.2,48,4.9000000000000004,50,4.9000000000000004,50,2,72,2.7,99]
[652,20210128,"4시",0.1,49,5.2,47,5.2,47,0.8,74,2.6,99]
[653,20210128,"5시",0.1,51,5.3,45,5.3,45,1.4,70,2.9,99]
[654,20210128,"6시",-0.4,52,5.0999999999999996,44,5.0999999999999996,44,1.7,71,2.8,99]
[655,20210128,"7시",-0.1,53,5.0999999999999996,40,5.0999999999999996,40,0.4,75,2.9,99]
[656,20210128,"8시",-0.2,54,5.0999999999999996,42,5.0999999999999996,42,1.5,71,1.6,99]
[657,20210128,"9시",-0.3,56,5,49,5,49,2.2000000000000002,70,0.7,94]
[658,20210128,"10시",0.7,55,5.5,51,5.5,51,3,69,0.6,73]
[659,20210128,"11시",0.5,81,5.4,56,5.4,56,3.8,67,0.5,63]
[660,20210128,"12시",0.3,93,5.6,59,5.6,59,5.8,63,0.9,54]
[661,20210128,"13시",0.8,82,5.9,54,5.9,54,8.4,61,1.4,48]
[662,20210128,"14시",0.3,65,5.7,64,5.7,64,9,55,1.3,47]
[663,20210128,"15시",0.9,39,4.8,70,4.8,70,9.9,46,1.3,42]
[664,20210128,"16시",0,44,4.2,82,4.2,82,9.3000000000000007,38,1.2,43]
[665,20210128,"17시",-1.3,41,3.5,92,3.5,92,8.9,33,1.1000000000000001,44]
[666,20210128,"18시",-3.3,38,3.2,95,3.2,95,7.8,30,0.2,47]
[667,20210129,"19시",-4.5999999999999996,39,2.7,94,2.7,94,6.3,33,-0.2,52]
[668,20210129,"20시",-5.6,46,2.1,94,2.1,94,4.5,40,-0.8,58]
[669,20210129,"21시",-6.8,53,2.4,95,2.4,95,2.9,49,-1.3,55]
[670,20210129,"22시",-7.7,52,2.9,95,2.9,95,2,50,-1.9,52]
[671,20210129,"23시",-8.4,50,3.2,96,3.2,96,0.8,53,-2.4,59]
[672,20210129,"24시",-8.9,46,3.3,96,3.3,96,0,54,-2.8,60]
[673,20210129,"1시",-9.6999999999999993,44,3.5,96,3.5,96,-0.6,61,-3.6,61]
[674,20210129,"2시",-10.1,43,3.7,96,3.7,96,-1.4,62,-3.7,59]
[675,20210129,"3시",-10.6,41,3.9,96,3.9,96,-1.6,67,-4.2,62]
[676,20210129,"4시",-10.9,44,4.0999999999999996,96,4.0999999999999996,96,-1.9,70,-4.2,65]
[677,20210129,"5시",-11.2,46,4.3,96,4.3,96,-2.7,75,-4.3,78]
[678,20210129,"6시",-11.3,44,4.2,97,4.2,97,-2.9,77,-4.9000000000000004,79]
[679,20210129,"7시",-11.6,47,4.3,96,4.3,96,-3.1,77,-4.8,72]
[680,20210129,"8시",-11.5,47,4.2,96,4.2,96,-3.5,79,-4.9000000000000004,74]
[681,20210129,"9시",-11.5,42,4.0999999999999996,96,4.0999999999999996,96,-3.7,81,-2.2000000000000002,67]
[682,20210129,"10시",-11,41,4.0999999999999996,95,4.0999999999999996,95,-1.7,72,0.4,54]
[683,20210129,"11시",-9.9,37,4.0999999999999996,94,4.0999999999999996,94,1.7,61,2.2999999999999998,45]
[684,20210129,"12시",-8.6,34,4.2,94,4.2,94,4,44,3.1,40]
[685,20210129,"13시",-8.3000000000000007,31,4.5,93,4.5,93,7.8,36,5.8,27]
[686,20210129,"14시",-7.3,31,4.7,92,4.7,92,10.6,33,6.2,47]
[687,20210129,"15시",-6.3,33,4.5999999999999996,90,4.5999999999999996,90,11.1,28,6,43]
[688,20210129,"16시",-5.8,31,4.9000000000000004,91,4.9000000000000004,91,12.2,28,7,22]
[689,20210129,"17시",-5,33,4.9000000000000004,90,4.9000000000000004,90,13.9,28,6.5,31]
[690,20210129,"18시",-5.5,33,4.7,92,4.7,92,12.9,40,4.5999999999999996,55]
[691,20210130,"19시",-6.6,35,4.9000000000000004,92,4.9000000000000004,92,11.4,50,5.4,35]
[692,20210130,"20시",-7.1,38,5.2,90,5.2,90,11.1,55,5.0999999999999996,48]
[693,20210130,"21시",-7.6,39,5.3,88,5.3,88,10.6,59,5.0999999999999996,63]
[694,20210130,"22시",-8,43,5.0999999999999996,88,5.0999999999999996,88,10.4,62,5.2,71]
[695,20210130,"23시",-8.1,45,5.2,85,5.2,85,10.7,63,5.5,76]
[696,20210130,"24시",-8,49,5.0999999999999996,85,5.0999999999999996,85,8.9,84,5.6,77]
[697,20210130,"1시",-8.1999999999999993,48,5.2,84,5.2,84,8.6,89,5.5,81]
[698,20210130,"2시",-6.9,49,5.0999999999999996,83,5.0999999999999996,83,8.4,91,5.2,87]
[699,20210130,"3시",-6.4,49,5.2,83,5.2,83,7.9,93,5.4,90]
[700,20210130,"4시",-6.4,52,5.2,82,5.2,82,7.4,93,5.8,93]
[701,20210130,"5시",-6.1,51,5.3,83,5.3,83,7.5,93,5.8,91]
[702,20210130,"6시",-5.9,51,5.4,82,5.4,82,7.4,93,5.6,88]
[703,20210130,"7시",-5.7,53,5.5,82,5.5,82,7.3,94,4.9000000000000004,92]
[704,20210130,"8시",-5.5,54,5.4,83,5.4,83,7.1,94,3.8,99]
[705,20210130,"9시",-5.4,58,5.6,81,5.6,81,7.3,95,4.3,99]
[706,20210130,"10시",-5.6,72,5.8,82,5.8,82,8,95,4.8,99]
[707,20210130,"11시",-4.7,80,6.3,80,6.3,80,8.4,95,4.9000000000000004,99]
[708,20210130,"12시",-3.4,79,6.6,78,6.6,78,8.5,95,4.5,99]
[709,20210130,"13시",-0.8,73,7.2,76,7.2,76,8.9,95,5,99]
[710,20210130,"14시",2.9,68,7.7,74,7.7,74,8.8000000000000007,95,4.5999999999999996,99]
[711,20210130,"15시",3.7,65,7.9,73,7.9,73,9,94,4.7,99]
[712,20210130,"16시",4.4000000000000004,52,8.4,71,8.4,71,8.1,89,4.5,96]
[713,20210130,"17시",4.9000000000000004,48,8.1999999999999993,71,8.1999999999999993,71,7.6,92,4.4000000000000004,86]
[714,20210130,"18시",4.3,41,7.3,74,7.3,74,6.9,92,3.3,64]
[715,20210131,"19시",2.7,44,6.5,75,6.5,75,7,91,2.8,29]
[716,20210131,"20시",1.6,51,5.8,78,5.8,78,6.8,88,1.8,38]
[717,20210131,"21시",0.8,54,5.6,78,5.6,78,6.2,87,1.2,42]
[718,20210131,"22시",0.1,61,5.0999999999999996,79,5.0999999999999996,79,5.6,84,0.5,60]
[719,20210131,"23시",-0.7,64,4.7,81,4.7,81,4.4000000000000004,81,-0.4,58]
[720,20210131,"24시",-1.3,70,4.9000000000000004,79,4.9000000000000004,79,4.2,80,-1.1000000000000001,60]
[721,20210131,"1시",-1.5,73,4.8,82,4.8,82,3.1,84,-1.5,59]
[722,20210131,"2시",-2.1,76,4.5,82,4.5,82,2.4,89,-1.6,39]
[723,20210131,"3시",-2.5,76,4.4000000000000004,83,4.4000000000000004,83,1.5,91,-2.2999999999999998,44]
[724,20210131,"4시",-2.9,72,4,82,4,82,0.7,92,-2.8,43]
[725,20210131,"5시",-3.2,71,3.8,84,3.8,84,0.7,90,-3,45]
[726,20210131,"6시",-3.4,73,3.3,85,3.3,85,0.3,91,-3.6,48]
[727,20210131,"7시",-3.6,74,2.7,85,2.7,85,0.1,84,-3.9,53]
[728,20210131,"8시",-3.2,72,2.6,85,2.6,85,0.1,68,-3.5,55]
[729,20210131,"9시",-3.1,71,2.2000000000000002,87,2.2000000000000002,87,-0.6,87,-2.2000000000000002,51]
[730,20210131,"10시",-1.8,67,1.6,90,1.6,90,1.1000000000000001,84,0.2,39]
[731,20210131,"11시",0.8,57,3.6,75,3.6,75,2.7,67,2.1,35]
[732,20210131,"12시",2.6,49,3.5,75,3.5,75,5.6,38,3.6,28]
[733,20210131,"13시",4.8,43,5.7,61,5.7,61,7.4,31,4,43]
[734,20210131,"14시",6.4,37,5.7,55,5.7,55,9.6999999999999993,39,5,43]
[735,20210131,"15시",7.7,35,6.3,47,6.3,47,11.6,36,4.3,39]
[736,20210131,"16시",8.4,37,6.9,51,6.9,51,13.1,35,4.5,37]
[737,20210131,"17시",8.6,39,6.3,51,6.3,51,13.4,39,4.2,45]
[738,20210131,"18시",8.3000000000000007,42,5.5,51,5.5,51,12.8,40,3.8,43]
[739,20210201,"19시",7.9,46,4.8,47,4.8,47,11.1,37,3.3,41]
[740,20210201,"20시",7.4,52,4.0999999999999996,46,4.0999999999999996,46,10,47,3,43]
[741,20210201,"21시",6.8,52,3.6,45,3.6,45,9.3000000000000007,55,2.6,43]
[742,20210201,"22시",6.5,54,3.2,43,3.2,43,9.4,59,2.1,47]
[743,20210201,"23시",6.3,58,2.8,42,2.8,42,9.1,58,3.3,43]
[744,20210201,"24시",5.8,60,2.2999999999999998,41,2.2999999999999998,41,8.1,61,1.9,62]
[745,20210201,"1시",6.1,63,1.8,42,1.8,42,7.6,65,2.8,46]
[746,20210201,"2시",6.3,62,1.5,45,1.5,45,6.9,68,2.5,63]
[747,20210201,"3시",6.2,62,1.1000000000000001,41,1.1000000000000001,41,6.9,70,3.2,54]
[748,20210201,"4시",5.7,78,0.7,39,0.7,39,6.7,70,2.8,56]
[749,20210201,"5시",5.7,84,0.2,38,0.2,38,5.7,76,3.9,49]
[750,20210201,"6시",5.6,85,-0.2,40,-0.2,40,5.6,75,2.4,69]
[751,20210201,"7시",5.7,86,-0.5,41,-0.5,41,5.4,77,2.8,59]
[752,20210201,"8시",5.8,88,-0.6,38,-0.6,38,5.6,77,3.9,55]
[753,20210201,"9시",5.8,89,-0.8,36,-0.8,36,5.3,79,4.2,48]
[754,20210201,"10시",6.7,94,-0.6,36,-0.6,36,6.5,75,5.0999999999999996,47]
[755,20210201,"11시",7.1,91,0.5,32,0.5,32,9.9,66,5.5,48]
[756,20210201,"12시",7.6,87,2.2999999999999998,29,2.2999999999999998,29,12.1,60,5.4,78]
[757,20210201,"13시",8.5,82,3.9,27,3.9,27,14,60,4.8,92]
[758,20210201,"14시",9.1999999999999993,75,5.4,31,5.4,31,16.899999999999999,53,4.9000000000000004,99]
[759,20210201,"15시",9.1999999999999993,72,6.1,28,6.1,28,18.7,53,4.2,99]
[760,20210201,"16시",7.7,77,7,29,7,29,19.2,52,3.9,99]
[761,20210201,"17시",6.9,83,5.8,28,5.8,28,20,48,4.5999999999999996,99]
[762,20210201,"18시",6.7,81,5.0999999999999996,28,5.0999999999999996,28,18.3,56,5.2,99]
[763,20210202,"19시",5.8,80,3.2,28,3.2,28,16.2,71,5.2,99]
[764,20210202,"20시",5.2,86,2.4,29,2.4,29,16.399999999999999,72,5.3,99]
[765,20210202,"21시",3.8,53,1.8,29,1.8,29,14.4,90,5.4,99]
[766,20210202,"22시",2.4,52,0.8,34,0.8,34,14.2,90,4.5999999999999996,99]
[767,20210202,"23시",1.2,61,-0.1,36,-0.1,36,14.2,92,3.7,99]
[768,20210202,"24시",0.1,57,-0.7,38,-0.7,38,14,92,3.7,99]
[769,20210202,"1시",-2.2999999999999998,47,-1.2,40,-1.2,40,13.9,90,3.1,99]
[770,20210202,"2시",-3.2,47,-1.8,43,-1.8,43,14.2,87,3,99]
[771,20210202,"3시",-3.8,42,-2.2000000000000002,38,-2.2000000000000002,38,14,86,3.3,99]
[772,20210202,"4시",-4.4000000000000004,39,-2.5,36,-2.5,36,13.8,86,3.1,99]
[773,20210202,"5시",-5.3,34,-2.8,35,-2.8,35,13,90,2.8,99]
[774,20210202,"6시",-6.2,41,-2.9,34,-2.9,34,12.9,92,2.8,99]
[775,20210202,"7시",-7.2,46,-3.3,34,-3.3,34,12.9,91,2.7,99]
[776,20210202,"8시",-7.9,48,-3.8,37,-3.8,37,12.3,91,2.8,99]
[777,20210202,"9시",-8.1999999999999993,45,-3.8,38,-3.8,38,10.199999999999999,93,3.2,99]
[778,20210202,"10시",-7.8,41,-2.4,36,-2.4,36,9.5,93,3.8,99]
[779,20210202,"11시",-6.8,36,-0.7,34,-0.7,34,10.3,89,3.8,99]
[780,20210202,"12시",-5.7,32,0.9,31,0.9,31,11.2,84,4.8,99]
[781,20210202,"13시",-4.9000000000000004,30,2.9,29,2.9,29,13,77,5.0999999999999996,99]
[782,20210202,"14시",-4.5999999999999996,32,4.7,27,4.7,27,13.9,71,5.2,99]
[783,20210202,"15시",-4.0999999999999996,33,6,25,6,25,12.1,74,5.4,99]
[784,20210202,"16시",-3.1,35,7.6,25,7.6,25,11.7,76,5.3,99]
[785,20210202,"17시",-2.5,41,7.1,28,7.1,28,11.6,76,4.8,99]
[786,20210202,"18시",-3.3,45,5.6,27,5.6,27,11.1,78,4.4000000000000004,99]
[787,20210203,"19시",-4.0999999999999996,49,4,27,4,27,10.199999999999999,80,4,99]
[788,20210203,"20시",-4.4000000000000004,55,3.2,29,3.2,29,10.1,79,4,99]
[789,20210203,"21시",-4.5,58,2.7,30,2.7,30,10,79,3.7,99]
[790,20210203,"22시",-5.3,58,2.2000000000000002,30,2.2000000000000002,30,9,82,2.8,99]
[791,20210203,"23시",-6,75,1.5,33,1.5,33,8.1,82,2.4,99]
[792,20210203,"24시",-6.9,62,1,32,1,32,7.6,83,1.9,99]
[793,20210203,"1시",-7.7,55,0.9,29,0.9,29,7.3,83,1.2,95]
[794,20210203,"2시",-8.4,54,0.5,34,0.5,34,7.5,81,0.3,78]
[795,20210203,"3시",-9,57,-0.1,37,-0.1,37,7.3,80,-0.1,62]
[796,20210203,"4시",-9.1999999999999993,57,-0.5,37,-0.5,37,7,80,-0.8,57]
[797,20210203,"5시",-9.3000000000000007,55,-1.1000000000000001,41,-1.1000000000000001,41,6.6,80,-1.4,57]
[798,20210203,"6시",-9,55,-1.6,42,-1.6,42,5.2,80,-1.9,54]
[799,20210203,"7시",-8.6999999999999993,56,-2,45,-2,45,4.7,74,-2.2999999999999998,46]
[800,20210203,"8시",-9,59,-2.4,46,-2.4,46,3.8,76,-2.8,50]
[801,20210203,"9시",-8.9,62,-2.5,46,-2.5,46,3.8,62,-3.4,46]
[802,20210203,"10시",-7.7,60,-0.5,32,-0.5,32,4.7,35,-3.8,48]
[803,20210203,"11시",-4.8,54,1.7,30,1.7,30,6,25,-3.4,45]
[804,20210203,"12시",-2.5,48,1.5,32,1.5,32,4.5999999999999996,34,-3.4,40]
[805,20210203,"13시",-0.8,45,3.3,31,3.3,31,6.2,32,-3.4,33]
[806,20210203,"14시",0.4,44,5.2,29,5.2,29,4.5999999999999996,24,-2.7,36]
[807,20210203,"15시",1.2,47,6.3,30,6.3,30,5.3,25,-3.4,34]
[808,20210203,"16시",0.2,57,7,28,7,28,4.5,28,-3.4,32]
[809,20210203,"17시",0.3,61,7,29,7,29,3.1,29,-3.6,45]
[810,20210203,"18시",0.7,66,5.7,30,5.7,30,1.9,35,-4.7,48]
[811,20210204,"19시",0.3,70,4.2,33,4.2,33,0.4,37,-5.4,48]
[812,20210204,"20시",-0.1,74,3.2,37,3.2,37,-0.8,37,-6.4,46]
[813,20210204,"21시",0.2,71,3.2,41,3.2,41,-1.7,39,-7,43]
[814,20210204,"22시",0.2,76,2.6,45,2.6,45,-2.2999999999999998,42,-7.3,42]
[815,20210204,"23시",-0.5,92,1.7,47,1.7,47,-2.6,47,-7.2,42]
[816,20210204,"24시",-0.5,93,1.9,43,1.9,43,-3,51,-7.4,41]
[817,20210204,"1시",0,96,1.3,47,1.3,47,-3.2,51,-7.7,44]
[818,20210204,"2시",0.3,95,0.8,50,0.8,50,-3.4,52,-8,43]
[819,20210204,"3시",-1,76,0.5,50,0.5,50,-4.2,52,-8.4,43]
[820,20210204,"4시",-2.8,70,0.1,53,0.1,53,-4.9000000000000004,55,-8.6999999999999993,42]
[821,20210204,"5시",-4.2,63,-0.2,49,-0.2,49,-5.6,52,-8.9,42]
[822,20210204,"6시",-5.5,55,-0.6,50,-0.6,50,-6.1,54,-9.1999999999999993,36]
[823,20210204,"7시",-6.5,59,-0.4,47,-0.4,47,-6,53,-9.3000000000000007,47]
[824,20210204,"8시",-7.1,56,-0.6,48,-0.6,48,-6.5,58,-9.1999999999999993,44]
[825,20210204,"9시",-7.3,53,-0.2,47,-0.2,47,-5.7,54,-8.9,41]
[826,20210204,"10시",-6.8,50,2.5,39,2.5,39,-4.5999999999999996,44,-8.6,35]
[827,20210204,"11시",-5.7,47,3.5,39,3.5,39,-3.8,33,-7.6,32]
[828,20210204,"12시",-3.8,42,4.3,34,4.3,34,-3,28,-7.1,30]
[829,20210204,"13시",-2.9,38,5.0999999999999996,32,5.0999999999999996,32,-2.6,28,-6.3,29]
[830,20210204,"14시",-2.2999999999999998,31,5.0999999999999996,34,5.0999999999999996,34,-1.6,24,-5.4,32]
[831,20210204,"15시",-1.3,32,6.4,32,6.4,32,-1.5,24,-5,33]
[832,20210204,"16시",-0.3,31,6.8,32,6.8,32,-1.5,25,-4.8,36]
[833,20210204,"17시",0.5,30,6.6,33,6.6,33,-1.4,24,-4.5999999999999996,35]
[834,20210204,"18시",0.1,33,5.9,35,5.9,35,-2.1,27,-5.0999999999999996,41]
[835,20210205,"19시",-1.2,39,5.0999999999999996,36,5.0999999999999996,36,-3.4,32,-5.5,41]
[836,20210205,"20시",-2.2999999999999998,47,4.5999999999999996,38,4.5999999999999996,38,-4.0999999999999996,37,-5.9,42]
[837,20210205,"21시",-3,50,3.9,43,3.9,43,-4.5999999999999996,40,-6.4,43]
[838,20210205,"22시",-3.6,52,3.6,45,3.6,45,-5.2,41,-6.6,42]
[839,20210205,"23시",-4,56,3.8,41,3.8,41,-5.5,41,-7,43]
[840,20210205,"24시",-4.0999999999999996,64,3.1,46,3.1,46,-5.5,39,-7.2,38]
[841,20210205,"1시",-4.4000000000000004,62,2.7,44,2.7,44,-5.5,40,-7.3,41]
[842,20210205,"2시",-4.3,66,2,49,2,49,-5.4,40,-7.5,43]
[843,20210205,"3시",-4.2,67,1.9,44,1.9,44,-5.2,41,-7.4,49]
[844,20210205,"4시",-3.7,67,1.4,46,1.4,46,-5.3,44,-7.1,44]
[845,20210205,"5시",-3.5,67,1.5,39,1.5,39,-5.7,48,-6.9,42]
[846,20210205,"6시",-4,68,1.6,33,1.6,33,-5.6,49,-6.9,43]
[847,20210205,"7시",-3.9,69,1,32,1,32,-5.5,47,-6.8,41]
[848,20210205,"8시",-3.9,73,0.7,31,0.7,31,-5.3,43,-6.8,38]
[849,20210205,"9시",-3.7,75,0.7,31,0.7,31,-5.0999999999999996,38,-6.7,39]
[850,20210205,"10시",-2.6,74,1.8,30,1.8,30,-4.7,39,-6.5,37]
[851,20210205,"11시",-0.9,69,3.1,29,3.1,29,-4,36,-5.7,35]
[852,20210205,"12시",0.7,67,6.1,24,6.1,24,-2.8,29,-4.8,37]
[853,20210205,"13시",1.8,66,6.7,20,6.7,20,-1.6,27,-3.6,37]
[854,20210205,"14시",3.6,71,8,19,8,19,-0.1,21,-2.7,40]
[855,20210205,"15시",5.5,68,8.8000000000000007,19,8.8000000000000007,19,0.8,21,-2.4,41]
[856,20210205,"16시",6.1,67,9.4,18,9.4,18,1.5,19,-2.2999999999999998,35]
[857,20210205,"17시",6.1,65,8.8000000000000007,17,8.8000000000000007,17,2.2000000000000002,20,-2.7,45]
[858,20210205,"18시",5.7,67,8,20,8,20,1.7,21,-2.9,40]
[859,20210206,"19시",4.9000000000000004,72,6.5,21,6.5,21,0.9,22,-3.2,41]
[860,20210206,"20시",4.5,75,5.2,25,5.2,25,0.5,24,-3.5,39]
[861,20210206,"21시",4.2,78,4.5,32,4.5,32,-0.3,28,-3.2,38]
[862,20210206,"22시",4.0999999999999996,80,4,28,4,28,-0.6,30,-3.3,42]
[863,20210206,"23시",4.0999999999999996,78,3.1,31,3.1,31,-1.1000000000000001,30,-3.6,43]
[864,20210206,"24시",4.0999999999999996,79,2.5,34,2.5,34,-1.5,32,-3.9,51]
[865,20210206,"1시",4.3,79,1.6,40,1.6,40,-1.4,33,-4.0999999999999996,50]
[866,20210206,"2시",4.5,80,1.1000000000000001,45,1.1000000000000001,45,-1,31,-4.4000000000000004,53]
[867,20210206,"3시",4.5,77,0.4,50,0.4,50,-0.9,32,-4.4000000000000004,52]
[868,20210206,"4시",4.7,78,0.1,46,0.1,46,-0.9,31,-4.4000000000000004,51]
[869,20210206,"5시",4.8,78,0.1,38,0.1,38,-0.8,30,-4.3,47]
[870,20210206,"6시",4.9000000000000004,79,-0.1,42,-0.1,42,-0.6,31,-4.4000000000000004,50]
[871,20210206,"7시",4.8,79,-0.4,45,-0.4,45,-1,40,-4.4000000000000004,49]
[872,20210206,"8시",4.5,75,-0.4,47,-0.4,47,-0.9,38,-4.4000000000000004,51]
[873,20210206,"9시",4.5,77,-0.4,47,-0.4,47,-0.8,43,-3.9,51]
[874,20210206,"10시",4.8,79,2.1,42,2.1,42,-0.6,59,-2.9,47]
[875,20210206,"11시",5.4,78,2.8,40,2.8,40,0.8,52,-1.4,42]
[876,20210206,"12시",6.7,83,4,38,4,38,2.6,36,-0.6,44]
[877,20210206,"13시",7.7,80,4.7,37,4.7,37,3.8,34,-0.1,39]
[878,20210206,"14시",8.5,78,5.3,37,5.3,37,4.7,33,0.7,34]
[879,20210206,"15시",9.4,74,6.3,33,6.3,33,4.8,34,1.1000000000000001,37]
[880,20210206,"16시",9.4,75,6.4,28,6.4,28,5.5,34,1.4,29]
[881,20210206,"17시",8.9,78,6.1,28,6.1,28,5.8,35,1.3,34]
[882,20210206,"18시",8.5,81,5.4,29,5.4,29,5.2,36,0.6,36]
[883,20210207,"19시",7.8,81,4,30,4,30,4,40,0.1,45]
[884,20210207,"20시",7.7,83,2.9,32,2.9,32,4.2,37,-0.4,42]
[885,20210207,"21시",7.8,83,2.2999999999999998,33,2.2999999999999998,33,3,39,-0.8,44]
[886,20210207,"22시",7.8,83,1.6,35,1.6,35,2.2000000000000002,40,-0.9,44]
[887,20210207,"23시",7.7,87,1.2,35,1.2,35,1.9,42,-1.4,52]
[888,20210207,"24시",7.6,88,0.8,37,0.8,37,1.3,45,-2,60]
[889,20210207,"1시",7.3,88,0.3,39,0.3,39,1.2,46,-2,64]
[890,20210207,"2시",7.1,89,-0.1,40,-0.1,40,1.4,51,-2.2000000000000002,65]
[891,20210207,"3시",6.3,90,-0.2,41,-0.2,41,1.4,58,-2,66]
[892,20210207,"4시",5.9,90,-0.6,43,-0.6,43,1.6,60,-2.2000000000000002,70]
[893,20210207,"5시",5.6,89,-1.1000000000000001,43,-1.1000000000000001,43,1.5,63,-2.6,72]
[894,20210207,"6시",5.0999999999999996,91,-1.5,47,-1.5,47,0.9,65,-2.7,73]
[895,20210207,"7시",4.5999999999999996,93,-1.2,47,-1.2,47,1.5,63,-2.8,74]
[896,20210207,"8시",4.5,92,-1.3,49,-1.3,49,1.8,62,-2.7,75]
[897,20210207,"9시",3.6,95,-1.1000000000000001,49,-1.1000000000000001,49,1.7,62,-1.9,73]
[898,20210207,"10시",3.5,95,0.2,46,0.2,46,3.5,52,0.7,64]
[899,20210207,"11시",3.8,93,4.3,37,4.3,37,4.5999999999999996,50,1.9,63]
[900,20210207,"12시",4.5999999999999996,86,6.8,40,6.8,40,6.2,46,3.9,56]
[901,20210207,"13시",5.2,79,8,37,8,37,6.7,43,5.0999999999999996,51]
[902,20210207,"14시",5.5,67,8.5,40,8.5,40,7.7,41,5.7,50]
[903,20210207,"15시",6.8,50,9.1,36,9.1,36,8.3000000000000007,41,6.2,48]
[904,20210207,"16시",7.4,36,7.9,39,7.9,39,8.1,43,6.4,48]
[905,20210207,"17시",7.3,33,8.8000000000000007,37,8.8000000000000007,37,8.1,43,6.3,49]
[906,20210207,"18시",6.4,31,7.7,39,7.7,39,8,46,6,50]
[907,20210208,"19시",4.4000000000000004,33,5.4,46,5.4,46,7.3,50,5.6,52]
[908,20210208,"20시",2.8,33,4.3,49,4.3,49,6.7,56,4.5,66]
[909,20210208,"21시",1.6,41,4.2,50,4.2,50,6,62,4.3,62]
[910,20210208,"22시",0,52,4,53,4,53,5.3,69,3.8,61]
[911,20210208,"23시",-1.2,51,3.8,47,3.8,47,4.2,79,3.2,65]
[912,20210208,"24시",-2,56,3,49,3,49,4,81,2.1,74]
[913,20210208,"1시",-2.6,58,2.4,38,2.4,38,3.6,84,1.3,85]
[914,20210208,"2시",-3,55,1.7,54,1.7,54,3.6,83,0.9,92]
[915,20210208,"3시",-3.1,55,1.3,34,1.3,34,3.2,87,0.9,90]
[916,20210208,"4시",-3.5,56,0.6,40,0.6,40,3.1,88,0.8,88]
[917,20210208,"5시",-3.9,57,0,37,0,37,2.8,88,0.7,85]
[918,20210208,"6시",-4.4000000000000004,55,-0.5,37,-0.5,37,2.4,89,0.8,81]
[919,20210208,"7시",-4.8,54,-1.1000000000000001,40,-1.1000000000000001,40,2.4,90,0.6,81]
[920,20210208,"8시",-5.2,53,-1.2,39,-1.2,39,2.5,87,0.1,86]
[921,20210208,"9시",-5.3,52,-0.5,38,-0.5,38,2.1,90,0,90]
[922,20210208,"10시",-4.7,46,2.4,39,2.4,39,2.2999999999999998,90,0.2,93]
[923,20210208,"11시",-3.8,41,3.2,41,3.2,41,2.7,87,0.4,94]
[924,20210208,"12시",-3.1,36,5,38,5,38,3.2,85,0.8,89]
[925,20210208,"13시",-2.1,32,6,39,6,39,3.4,87,1.1000000000000001,92]
[926,20210208,"14시",-1,31,6.9,31,6.9,31,3,89,1.7,92]
[927,20210208,"15시",-0.6,31,7.7,33,7.7,33,2.9,89,1.5,92]
[928,20210208,"16시",-0.3,30,8.1,32,8.1,32,3.4,86,1.4,95]
[929,20210208,"17시",-0.1,30,8.1999999999999993,32,8.1999999999999993,32,3.4,80,0.6,99]
[930,20210208,"18시",-0.2,34,7.5,36,7.5,36,3.4,81,-0.2,99]
[931,20210209,"19시",-1.5,36,6.6,40,6.6,40,2.8,82,-0.8,99]
[932,20210209,"20시",-2.2000000000000002,37,6.7,47,6.7,47,2.7,85,-0.9,99]
[933,20210209,"21시",-2.8,43,6.9,41,6.9,41,2.7,83,-0.9,99]
[934,20210209,"22시",-3.3,46,6.8,43,6.8,43,2.4,80,-1.1000000000000001,99]
[935,20210209,"23시",-3.9,49,6.8,48,6.8,48,1.9,85,-1.3,99]
[936,20210209,"24시",-4.2,49,6.8,50,6.8,50,1.7,83,-1.3,98]
[937,20210209,"1시",-4.7,49,6.8,46,6.8,46,1.5,80,-1.5,96]
[938,20210209,"2시",-5,49,6.5,49,6.5,49,1.4,72,-1.7,95]
[939,20210209,"3시",-5.3,50,6,52,6,52,1.1000000000000001,73,-1.9,93]
[940,20210209,"4시",-5.7,53,5.9,55,5.9,55,0.6,73,-2.2999999999999998,89]
[941,20210209,"5시",-5.9,56,5.7,40,5.7,40,0.5,75,-2.2999999999999998,88]
[942,20210209,"6시",-5.9,60,4.9000000000000004,36,4.9000000000000004,36,0.2,75,-2.5,87]
[943,20210209,"7시",-5.6,61,4.0999999999999996,38,4.0999999999999996,38,0.2,72,-3,87]
[944,20210209,"8시",-5.6,65,3.6,35,3.6,35,0,75,-3.3,92]
[945,20210209,"9시",-5.6,64,3.6,33,3.6,33,-0.2,77,-3.7,89]
[946,20210209,"10시",-4.3,58,4.8,31,4.8,31,-0.2,79,-3.2,86]
[947,20210209,"11시",-1.8,50,5.9,29,5.9,29,0.7,70,-2.4,83]
[948,20210209,"12시",-0.3,36,6.7,26,6.7,26,0.7,63,-1.9,83]
[949,20210209,"13시",1.4,33,7.6,25,7.6,25,1.7,61,-1.3,78]
[950,20210209,"14시",2.7,32,8.6,22,8.6,22,1.7,60,-0.6,77]
[951,20210209,"15시",4.4000000000000004,29,10,22,10,22,2.2000000000000002,56,-0.1,77]
[952,20210209,"16시",4.0999999999999996,31,11.1,19,11.1,19,2,53,-0.7,77]
[953,20210209,"17시",4.3,34,10.9,19,10.9,19,2.1,55,-0.7,75]
[954,20210209,"18시",3.8,40,9.8000000000000007,20,9.8000000000000007,20,0.9,59,-1,81]
[955,20210210,"19시",2.2999999999999998,49,7.8,22,7.8,22,0.2,61,-1.3,82]
[956,20210210,"20시",1.5,51,6.6,24,6.6,24,-0.6,69,-2.2000000000000002,79]
[957,20210210,"21시",1,58,5.8,25,5.8,25,-0.8,68,-2.9,83]
[958,20210210,"22시",0.5,60,5.3,27,5.3,27,-1,71,-3.2,84]
[959,20210210,"23시",0,62,4.9000000000000004,29,4.9000000000000004,29,-1,70,-3.8,88]
[960,20210210,"24시",-0.2,65,4.5,29,4.5,29,-1.4,73,-4,90]
[961,20210210,"1시",-0.3,70,4.3,35,4.3,35,-1.7,75,-4.0999999999999996,90]
[962,20210210,"2시",-0.4,72,3.6,38,3.6,38,-1.9,76,-4.0999999999999996,93]
[963,20210210,"3시",-0.8,75,2.9,40,2.9,40,-2.2000000000000002,77,-3.9,94]
[964,20210210,"4시",-1,77,2.5,40,2.5,40,-1.8,77,-3.9,93]
[965,20210210,"5시",-1.4,80,2.4,38,2.4,38,-2.1,78,-3.9,92]
[966,20210210,"6시",-0.7,77,2.6,35,2.6,35,-1.8,78,-3.8,90]
[967,20210210,"7시",-0.3,74,2.1,34,2.1,34,-1.7,77,-3.6,89]
[968,20210210,"8시",-0.5,75,1.4,41,1.4,41,-1.5,77,-3.2,86]
[969,20210210,"9시",-0.3,74,2.6,35,2.6,35,-1.2,76,-2.7,84]
[970,20210210,"10시",0.6,74,6,33,6,33,-0.6,74,-1.6,80]
[971,20210210,"11시",2,72,8.6999999999999993,31,8.6999999999999993,31,0.1,73,0,74]
[972,20210210,"12시",4,72,9.4,26,9.4,26,0.5,77,1.7,65]
[973,20210210,"13시",5.0999999999999996,70,10.4,24,10.4,24,2.1,70,2,58]
[974,20210210,"14시",5.9,68,10.9,28,10.9,28,4.0999999999999996,59,2,58]
[975,20210210,"15시",6.5,69,11.4,34,11.4,34,4.3,55,2.2999999999999998,51]
[976,20210210,"16시",7,68,11.3,34,11.3,34,4.8,54,2.8,49]
[977,20210210,"17시",6.9,66,10.7,33,10.7,33,5.0999999999999996,55,2.5,50]
[978,20210210,"18시",6.7,64,9.6,37,9.6,37,4.9000000000000004,56,1.9,52]
[979,20210211,"19시",6.2,71,7.6,44,7.6,44,4,62,1.1000000000000001,59]
[980,20210211,"20시",5.5,75,7.1,48,7.1,48,3.1,66,0.5,70]
[981,20210211,"21시",5.0999999999999996,80,6.2,53,6.2,53,2.6,69,-0.5,68]
[982,20210211,"22시",4.7,82,5.6,54,5.6,54,2.5,62,-1.2,74]
[983,20210211,"23시",4.5999999999999996,83,5.6,53,5.6,53,2.4,61,-1.3,69]
[984,20210211,"24시",4.7,86,5.0999999999999996,56,5.0999999999999996,56,2.1,63,-1.6,71]
[985,20210211,"1시",4.5,85,4.9000000000000004,60,4.9000000000000004,60,1.7,64,-2,74]
[986,20210211,"2시",4.5,85,4.5999999999999996,60,4.5999999999999996,60,0.3,69,-2.2000000000000002,75]
[987,20210211,"3시",4.4000000000000004,81,4.5,60,4.5,60,0.4,67,-2.6,78]
[988,20210211,"4시",3.4,81,4.3,62,4.3,62,0.2,66,-2.1,69]
[989,20210211,"5시",2.4,85,4.0999999999999996,64,4.0999999999999996,64,-1.1000000000000001,70,-2.5,75]
[990,20210211,"6시",2,87,4.0999999999999996,64,4.0999999999999996,64,-1.4,70,-2.5,68]
[991,20210211,"7시",1.5,88,4.3,67,4.3,67,-1.4,70,-2.8,68]
[992,20210211,"8시",1.8,92,4.4000000000000004,70,4.4000000000000004,70,-0.9,67,-2.6,68]
[993,20210211,"9시",2.4,91,5.0999999999999996,68,5.0999999999999996,68,-0.6,67,-1.1000000000000001,61]
[994,20210211,"10시",3,89,8.3000000000000007,59,8.3000000000000007,59,0.4,61,0.5,53]
[995,20210211,"11시",3.9,85,11.4,53,11.4,53,3,51,1.4,48]
[996,20210211,"12시",5.8,74,13,53,13,53,5,45,2.9,43]
[997,20210211,"13시",7.3,66,13.6,52,13.6,52,6.8,35,3.9,40]
[998,20210211,"14시",8.6999999999999993,59,14.1,51,14.1,51,6.5,35,3.9,45]
[999,20210211,"15시",10,54,13.6,60,13.6,60,7.1,33,4,42]
[1000,20210211,"16시",10.3,51,13.3,64,13.3,64,7.5,31,4.0999999999999996,38]
[1001,20210211,"17시",10.8,49,12.3,67,12.3,67,7.9,27,3.5,38]
[1002,20210211,"18시",10.3,48,11.8,67,11.8,67,7.3,31,2.6,44]
[1003,20210212,"19시",8.9,55,10.5,65,10.5,65,6.1,39,1.6,53]
[1004,20210212,"20시",7.5,60,10.3,67,10.3,67,4.9000000000000004,47,1.1000000000000001,55]
[1005,20210212,"21시",6.5,64,9.6999999999999993,70,9.6999999999999993,70,4.2,49,0.5,56]
[1006,20210212,"22시",5.7,68,9.4,71,9.4,71,2.9,57,-0.1,60]
[1007,20210212,"23시",5,71,9,70,9,70,2.9,58,-0.3,58]
[1008,20210212,"24시",4.4000000000000004,72,9.4,69,9.4,69,2.6,60,-0.6,59]
[1009,20210212,"1시",3.8,74,9.6999999999999993,71,9.6999999999999993,71,2.2999999999999998,61,-0.8,61]
[1010,20210212,"2시",3.1,76,9.8000000000000007,74,9.8000000000000007,74,2.2000000000000002,63,-0.3,62]
[1011,20210212,"3시",2.9,77,10.1,76,10.1,76,2.4,62,-0.6,62]
[1012,20210212,"4시",2.5,79,10.3,79,10.3,79,1.6,68,-0.6,64]
[1013,20210212,"5시",2,80,10.5,81,10.5,81,1.4,63,-0.7,65]
[1014,20210212,"6시",1.7,82,10.8,84,10.8,84,1,62,-1.8,73]
[1015,20210212,"7시",1.3,82,11.1,86,11.1,86,0.4,62,-2.1,76]
[1016,20210212,"8시",0.7,84,11.4,86,11.4,86,0.7,62,-1.5,71]
[1017,20210212,"9시",0.6,85,12.1,87,12.1,87,0.4,62,-1,75]
[1018,20210212,"10시",1.7,83,12,92,12,92,1.6,58,1.7,60]
[1019,20210212,"11시",4.5,72,12.2,89,12.2,89,3.3,50,2.2000000000000002,66]
[1020,20210212,"12시",7.4,60,12.5,87,12.5,87,4.4000000000000004,44,2.8,62]
[1021,20210212,"13시",10.1,51,12.6,88,12.6,88,6.6,38,3.4,58]
[1022,20210212,"14시",12.4,41,12.4,93,12.4,93,7.4,34,3.7,60]
[1023,20210212,"15시",12.9,36,12.2,97,12.2,97,7.8,33,4,62]
[1024,20210212,"16시",13.7,34,12.4,97,12.4,97,8.1999999999999993,30,3.9,60]
[1025,20210212,"17시",13.5,31,12.7,98,12.7,98,8.5,29,3.5,64]
[1026,20210212,"18시",12.6,32,13.6,91,13.6,91,7.4,34,2.4,70]
[1027,20210213,"19시",11,38,13.8,91,13.8,91,5.3,50,1.7,80]
[1028,20210213,"20시",9.1999999999999993,54,13.6,95,13.6,95,4.2,53,1.3,77]
[1029,20210213,"21시",8,57,13.7,96,13.7,96,3.2,56,1,72]
[1030,20210213,"22시",7.3,56,13.3,96,13.3,96,2.1,59,0.3,75]
[1031,20210213,"23시",6.3,60,13.1,97,13.1,97,1.8,60,-0.2,76]
[1032,20210213,"24시",5.5,61,13.1,98,13.1,98,1.5,62,-0.2,74]
[1033,20210213,"1시",4.5,62,12.5,98,12.5,98,1.3,64,-0.6,77]
[1034,20210213,"2시",4.0999999999999996,63,12.5,98,12.5,98,1.4,64,-0.7,74]
[1035,20210213,"3시",3.6,63,12.8,99,12.8,99,0.7,69,-1,76]
[1036,20210213,"4시",3.1,65,12.8,99,12.8,99,0.3,70,-1.3,77]
[1037,20210213,"5시",2.8,67,12.8,99,12.8,99,-0.1,73,-1.5,78]
[1038,20210213,"6시",2.2000000000000002,66,12.9,100,12.9,100,-0.4,72,-1.7,77]
[1039,20210213,"7시",1.9,70,12.9,100,12.9,100,-0.2,70,-1.9,77]
[1040,20210213,"8시",1.5,71,13,100,13,100,-0.5,74,-2,78]
[1041,20210213,"9시",1,72,13.4,100,13.4,100,-0.5,75,-1.4,76]
[1042,20210213,"10시",2.1,73,14.1,100,14.1,100,1.1000000000000001,69,0,71]
[1043,20210213,"11시",5.3,61,14.5,100,14.5,100,4.0999999999999996,51,1.5,64]
[1044,20210213,"12시",8.3000000000000007,50,14.7,100,14.7,100,6,43,2.7,58]
[1045,20210213,"13시",11,43,14.8,100,14.8,100,6.5,38,3.8,52]
[1046,20210213,"14시",12.8,34,15.2,100,15.2,100,7.9,34,4.3,47]
[1047,20210213,"15시",14.9,27,15,100,15,100,7.7,34,4.2,50]
[1048,20210213,"16시",15,26,15,100,15,100,8.3000000000000007,32,4.0999999999999996,51]
[1049,20210213,"17시",14.1,31,15,100,15,100,8,32,3.7,55]
[1050,20210213,"18시",13.3,34,15.4,100,15.4,100,8.1,32,3.1,67]
[1051,20210214,"19시",12.1,34,15.7,100,15.7,100,6.9,34,2.8,61]
[1052,20210214,"20시",10.6,37,15.3,100,15.3,100,6.1,41,2.4,61]
[1053,20210214,"21시",9.5,40,15.5,100,15.5,100,4.9000000000000004,47,2.1,59]
[1054,20210214,"22시",8.4,45,15.2,100,15.2,100,3.9,52,2,58]
[1055,20210214,"23시",7.7,47,15.4,100,15.4,100,3.7,54,1.6,61]
[1056,20210214,"24시",6.9,49,15.1,100,15.1,100,3.5,55,1.7,66]
[1057,20210214,"1시",7,49,15.2,91,15.2,91,2.9,58,1.7,65]
[1058,20210214,"2시",6.7,48,14.4,92,14.4,92,2.1,61,1.5,66]
[1059,20210214,"3시",6.6,49,14.1,90,14.1,90,2.6,60,1.2,67]
[1060,20210214,"4시",6.7,50,13,90,13,90,2,61,0.9,67]
[1061,20210214,"5시",6.6,50,12.6,89,12.6,89,1.4,64,0.6,69]
[1062,20210214,"6시",6.6,51,10.9,72,10.9,72,0.7,67,0.3,69]
[1063,20210214,"7시",6.7,51,9.8000000000000007,71,9.8000000000000007,71,0.5,68,0.3,69]
[1064,20210214,"8시",6.5,52,8.8000000000000007,69,8.8000000000000007,69,0,71,0.3,69]
[1065,20210214,"9시",6.5,53,8.3000000000000007,67,8.3000000000000007,67,0.2,71,1.5,65]
[1066,20210214,"10시",7.7,51,8.1,67,8.1,67,3.1,59,3.1,59]
[1067,20210214,"11시",9.4,47,7.1,68,7.1,68,6,48,4.9000000000000004,53]
[1068,20210214,"12시",11.6,40,7.6,61,7.6,61,6.5,41,5.4,49]
[1069,20210214,"13시",13,36,9,58,9,58,6.5,37,6.5,47]
[1070,20210214,"14시",13.7,34,9.8000000000000007,56,9.8000000000000007,56,7.2,38,6.7,49]
[1071,20210214,"15시",13.6,32,9.1,53,9.1,53,7.2,36,6.7,50]
[1072,20210214,"16시",13.4,34,8.6999999999999993,46,8.6999999999999993,46,8.4,34,6.5,49]
[1073,20210214,"17시",13.4,33,7.4,41,7.4,41,8.6,34,5.9,51]
[1074,20210214,"18시",12.7,39,6.2,39,6.2,39,7.8,34,4.5999999999999996,65]
[1075,20210215,"19시",11.4,45,4.9000000000000004,43,4.9000000000000004,43,5.5,40,3.3,65]
[1076,20210215,"20시",10.3,48,3.1,44,3.1,44,4.3,44,2.6,72]
[1077,20210215,"21시",9.6,51,1.9,50,1.9,50,2.8,46,2.1,76]
[1078,20210215,"22시",8.6,54,0.7,48,0.7,48,2.7,46,2,80]
[1079,20210215,"23시",7.6,56,0.2,50,0.2,50,1.6,51,1.5,80]
[1080,20210215,"24시",8.5,57,-0.1,52,-0.1,52,1.2,54,1,85]
[1081,20210215,"1시",8.1999999999999993,60,-0.4,49,-0.4,49,0.4,59,0.7,78]
[1082,20210215,"2시",7.7,60,-0.7,50,-0.7,50,0.2,60,0.4,78]
[1083,20210215,"3시",7.4,59,-1.1000000000000001,50,-1.1000000000000001,50,-0.1,62,0.2,80]
[1084,20210215,"4시",7,64,-1.5,50,-1.5,50,-0.4,62,-0.3,79]
[1085,20210215,"5시",6.3,73,-1.8,51,-1.8,51,-0.5,65,-0.4,81]
[1086,20210215,"6시",5.3,87,-2.2999999999999998,52,-2.2999999999999998,52,-0.9,67,-0.7,83]
[1087,20210215,"7시",5.3,89,-2.8,50,-2.8,50,-1.9,73,-0.9,82]
[1088,20210215,"8시",5.3,91,-3.2,51,-3.2,51,-2.2000000000000002,74,-0.5,83]
[1089,20210215,"9시",4.9000000000000004,94,-3.1,50,-3.1,50,-1.7,73,0.1,82]
[1090,20210215,"10시",3.4,91,-2.4,46,-2.4,46,0.4,66,0.5,87]
[1091,20210215,"11시",2.2000000000000002,89,-0.8,39,-0.8,39,4.0999999999999996,46,2.6,73]
[1092,20210215,"12시",1.2,83,0.3,37,0.3,37,5.2,41,4,63]
[1093,20210215,"13시",1.8,69,1.3,31,1.3,31,6.6,34,5.0999999999999996,54]
[1094,20210215,"14시",2.2999999999999998,62,1.8,29,1.8,29,7.5,32,6.3,51]
[1095,20210215,"15시",2,56,2.9,28,2.9,28,9.3000000000000007,32,6.9,57]
[1096,20210215,"16시",1.8,47,3.6,26,3.6,26,9.6,30,6.4,56]
[1097,20210215,"17시",2.1,38,3.7,28,3.7,28,10.1,24,5.4,58]
[1098,20210215,"18시",0.9,36,2.6,29,2.6,29,9.4,24,3.6,66]
[1099,20210216,"19시",-1,46,0.9,30,0.9,30,7.6,29,2.4,68]
[1100,20210216,"20시",-2.5,51,0.1,32,0.1,32,5.8,45,2.1,71]
[1101,20210216,"21시",-3.4,55,0,35,0,35,4.0999999999999996,51,1.7,82]
[1102,20210216,"22시",-3.9,57,-0.5,41,-0.5,41,3.7,55,1.4,87]
[1103,20210216,"23시",-4.5,57,-1,46,-1,46,3.1,58,1,86]
[1104,20210216,"24시",-4.9000000000000004,57,-1.3,50,-1.3,50,1.6,67,0.9,85]
[1105,20210216,"1시",-5.2,58,-1.5,51,-1.5,51,1.1000000000000001,68,0.7,82]
[1106,20210216,"2시",-5.3,59,-1.7,53,-1.7,53,1.2,65,0.3,87]
[1107,20210216,"3시",-5.4,61,-1.8,53,-1.8,53,0.6,67,0.3,88]
[1108,20210216,"4시",-5.7,62,-1.7,53,-1.7,53,-0.2,75,0.1,84]
[1109,20210216,"5시",-6,60,-1.8,57,-1.8,57,-0.1,72,-0.5,99]
[1110,20210216,"6시",-6.4,62,-2,61,-2,61,-0.5,73,-0.3,98]
[1111,20210216,"7시",-6.5,63,-2.1,63,-2.1,63,-0.6,75,-0.4,96]
[1112,20210216,"8시",-5.9,62,-2.1,65,-2.1,65,-1.5,79,-0.4,99]
[1113,20210216,"9시",-5.7,64,-1.1000000000000001,64,-1.1000000000000001,64,-0.3,75,0.3,90]
[1114,20210216,"10시",-5.2,59,0.7,55,0.7,55,1.1000000000000001,70,1.6,84]
[1115,20210216,"11시",-5.3,73,2.4,57,2.4,57,3.4,59,3,74]
[1116,20210216,"12시",-5.2,79,2.9,55,2.9,55,5.7,52,4.5999999999999996,69]
[1117,20210216,"13시",-5,81,4.2,48,4.2,48,8,44,5.0999999999999996,57]
[1118,20210216,"14시",-4.7,83,4.5999999999999996,46,4.5999999999999996,46,9.6,37,6.2,50]
[1119,20210216,"15시",-4.3,79,5.8,41,5.8,41,11.2,28,6.3,46]
[1120,20210216,"16시",-3.2,62,6.2,40,6.2,40,11.1,32,5.9,65]
[1121,20210216,"17시",-2,59,5.3,45,5.3,45,11.6,28,5.4,61]
[1122,20210216,"18시",-1.5,45,4.8,48,4.8,48,10.7,31,4.5,62]
[1123,20210217,"19시",-2.9,38,4.3,53,4.3,53,10.1,38,3.1,71]
[1124,20210217,"20시",-4.0999999999999996,40,3.9,55,3.9,55,9.1999999999999993,43,2.5,66]
[1125,20210217,"21시",-4.9000000000000004,43,3.6,56,3.6,56,7.6,52,2.1,83]
[1126,20210217,"22시",-5.7,49,3.7,55,3.7,55,7.3,49,2.1,73]
[1127,20210217,"23시",-6,50,3.2,45,3.2,45,7.2,45,2,70]
[1128,20210217,"24시",-6.3,47,2.6,49,2.6,49,6.9,49,1.8,63]
[1129,20210217,"1시",-7,49,2,51,2,51,6.7,52,2,62]
[1130,20210217,"2시",-7.7,47,1.8,50,1.8,50,6.2,51,2,67]
[1131,20210217,"3시",-8.1,47,1.5,50,1.5,50,5.9,53,1.6,71]
[1132,20210217,"4시",-8.6,45,1.2,51,1.2,51,5.9,49,1.5,72]
[1133,20210217,"5시",-9.3000000000000007,45,0.8,54,0.8,54,5.8,49,1.6,71]
[1134,20210217,"6시",-9.8000000000000007,45,0.4,57,0.4,57,5.8,49,1.5,67]
[1135,20210217,"7시",-10.1,45,0.1,59,0.1,59,5.7,46,1.3,67]
[1136,20210217,"8시",-10.199999999999999,47,-0.5,58,-0.5,58,5.9,49,1.2,68]
[1137,20210217,"9시",-10.3,47,0.5,45,0.5,45,5.7,52,1.7,67]
[1138,20210217,"10시",-9.9,44,2.2000000000000002,37,2.2000000000000002,37,7,46,2.2999999999999998,64]
[1139,20210217,"11시",-8.9,43,4.2,34,4.2,34,8.1999999999999993,42,3.8,58]
[1140,20210217,"12시",-8.4,43,4.7,30,4.7,30,8.9,43,4.9000000000000004,55]
[1141,20210217,"13시",-7.5,41,5.8,28,5.8,28,8.3000000000000007,54,6,54]
[1142,20210217,"14시",-6.4,39,7.2,25,7.2,25,7.3,67,6.4,51]
[1143,20210217,"15시",-5.8,35,8.1,26,8.1,26,6.9,72,6.4,44]
[1144,20210217,"16시",-5.5,34,9.1999999999999993,25,9.1999999999999993,25,6.9,73,6.9,40]
[1145,20210217,"17시",-5.4,35,9,24,9,24,6.4,77,6.5,48]
[1146,20210217,"18시",-5.9,35,7.6,28,7.6,28,5.6,85,6.3,47]
[1147,20210218,"19시",-6.8,44,5.9,33,5.9,33,4.9000000000000004,85,5.2,57]
[1148,20210218,"20시",-8.1999999999999993,51,4.9000000000000004,37,4.9000000000000004,37,4.4000000000000004,88,4.5999999999999996,60]
[1149,20210218,"21시",-8.6999999999999993,56,4.4000000000000004,47,4.4000000000000004,47,4.2,88,4,64]
[1150,20210218,"22시",-9.1,53,4.2,47,4.2,47,4.0999999999999996,89,3.1,71]
[1151,20210218,"23시",-9.1,51,3.7,52,3.7,52,4.0999999999999996,88,2.2000000000000002,75]
[1152,20210218,"24시",-9.1,47,3.3,57,3.3,57,3.6,87,1.7,77]
[1153,20210218,"1시",-9.1999999999999993,47,2.8,54,2.8,54,2.8,87,1.3,78]
[1154,20210218,"2시",-9.5,48,2.2000000000000002,50,2.2000000000000002,50,3.2,83,1,78]
[1155,20210218,"3시",-9.6,49,1.7,52,1.7,52,2.8,83,1,78]
[1156,20210218,"4시",-10,49,1.4,52,1.4,52,2.7,80,0.6,77]
[1157,20210218,"5시",-10.3,49,1.3,52,1.3,52,3,77,0.8,76]
[1158,20210218,"6시",-10.4,49,0.8,55,0.8,55,2.4,80,0.4,77]
[1159,20210218,"7시",-10.5,48,0.6,57,0.6,57,1.7,81,0.2,77]
[1160,20210218,"8시",-10.5,50,0.4,56,0.4,56,2.5,78,0.2,80]
[1161,20210218,"9시",-10,51,1.3,53,1.3,53,2.1,82,0.9,75]
[1162,20210218,"10시",-8.6999999999999993,49,4.2,43,4.2,43,4.2,68,3.2,58]
[1163,20210218,"11시",-7.6,46,6.2,42,6.2,42,5.8,60,4.0999999999999996,56]
[1164,20210218,"12시",-5.7,42,7.7,42,7.7,42,7.3,51,4.4000000000000004,54]
[1165,20210218,"13시",-4.4000000000000004,38,9,38,9,38,6.8,50,4.5,52]
[1166,20210218,"14시",-3.1,36,8.6999999999999993,41,8.6999999999999993,41,7.4,46,4.5999999999999996,55]
[1167,20210218,"15시",-2.6,36,9.1,41,9.1,41,7.6,44,4.7,55]
[1168,20210218,"16시",-1.7,35,9.1,43,9.1,43,6.9,45,5.0999999999999996,53]
[1169,20210218,"17시",-0.9,34,9.6,44,9.6,44,6.7,40,4.9000000000000004,51]
[1170,20210218,"18시",-0.7,36,9.4,41,9.4,41,5.9,44,4.0999999999999996,53]
[1171,20210219,"19시",-1.9,38,8,44,8,44,5,45,3.5,56]
[1172,20210219,"20시",-2.6,42,7.4,51,7.4,51,3.9,52,3.1,56]
[1173,20210219,"21시",-3,43,7.2,53,7.2,53,2.9,54,2.5,59]
[1174,20210219,"22시",-3.6,46,7,55,7,55,2.2999999999999998,57,1.8,62]
[1175,20210219,"23시",-4.0999999999999996,49,7,55,7,55,1.9,60,1.6,61]
[1176,20210219,"24시",-4.7,53,6.8,59,6.8,59,1.5,61,1.2,64]
[1177,20210219,"1시",-5.3,56,6.5,63,6.5,63,1.1000000000000001,63,1.3,59]
[1178,20210219,"2시",-5.9,58,6.6,61,6.6,61,0.6,65,1.1000000000000001,61]
[1179,20210219,"3시",-6.1,60,6.8,59,6.8,59,0,66,0.6,63]
[1180,20210219,"4시",-6.4,63,6.4,64,6.4,64,-0.6,70,0,63]
[1181,20210219,"5시",-6.6,65,6.2,67,6.2,67,-1.2,72,-0.3,66]
[1182,20210219,"6시",-6.7,66,6.1,66,6.1,66,-1.2,70,-0.6,68]
[1183,20210219,"7시",-7,68,5.9,67,5.9,67,-1.3,69,-0.9,69]
[1184,20210219,"8시",-6.9,67,5.8,69,5.8,69,-0.9,66,-0.7,68]
[1185,20210219,"9시",-6.4,69,6.6,66,6.6,66,-0.5,64,1.1000000000000001,61]
[1186,20210219,"10시",-4.0999999999999996,64,7.7,60,7.7,60,0.5,60,2.9,56]
[1187,20210219,"11시",-1.4,57,9.3000000000000007,50,9.3000000000000007,50,3.3,48,4.4000000000000004,52]
[1188,20210219,"12시",1,53,11.1,40,11.1,40,4.2,43,4.9000000000000004,48]
[1189,20210219,"13시",3.4,51,11.6,29,11.6,29,6.5,37,5.5,47]
[1190,20210219,"14시",5.9,56,13.7,24,13.7,24,7.2,32,4.8,53]
[1191,20210219,"15시",6.9,57,14.5,28,14.5,28,7.6,30,5.0999999999999996,52]
[1192,20210219,"16시",8.4,58,11.7,44,11.7,44,7.9,30,5.3,51]
[1193,20210219,"17시",8.8000000000000007,58,10.6,49,10.6,49,8.5,27,5,58]
[1194,20210219,"18시",8.6,59,10.3,49,10.3,49,8.6,27,3.3,60]
[1195,20210220,"19시",7.2,67,9.6999999999999993,49,9.6999999999999993,49,7.5,29,2.2999999999999998,79]
[1196,20210220,"20시",6.4,73,9.5,43,9.5,43,5,43,1.7,82]
[1197,20210220,"21시",6,75,9.1,43,9.1,43,4.0999999999999996,45,1.4,84]
[1198,20210220,"22시",5.9,79,9.1,46,9.1,46,3,49,1.3,87]
[1199,20210220,"23시",6,78,9.1,49,9.1,49,2.2999999999999998,53,1.3,89]
[1200,20210220,"24시",5.7,81,9.5,48,9.5,48,2,55,1.1000000000000001,92]
[1201,20210220,"1시",5.5,85,9.1999999999999993,50,9.1999999999999993,50,1.8,57,0.8,95]
[1202,20210220,"2시",5.6,85,9.4,50,9.4,50,1,61,0.7,97]
[1203,20210220,"3시",5.6,87,9.5,46,9.5,46,0.6,63,0.5,97]
[1204,20210220,"4시",5.6,88,9.1999999999999993,49,9.1999999999999993,49,0.5,65,0,99]
[1205,20210220,"5시",5.8,88,8.8000000000000007,47,8.8000000000000007,47,-0.4,71,-0.6,99]
[1206,20210220,"6시",6,89,8.8000000000000007,50,8.8000000000000007,50,-0.6,73,-0.5,99]
[1207,20210220,"7시",6.1,89,8.6999999999999993,55,8.6999999999999993,55,-1.2,74,-1.1000000000000001,94]
[1208,20210220,"8시",6.1,90,6.9,84,6.9,84,-1.7,75,-1.1000000000000001,87]
[1209,20210220,"9시",6,91,6.2,82,6.2,82,-0.9,74,-0.4,86]
[1210,20210220,"10시",6.3,90,6.1,80,6.1,80,0.4,69,0.2,87]
[1211,20210220,"11시",7.1,85,6.9,76,6.9,76,2.2999999999999998,58,1,63]
[1212,20210220,"12시",8.9,75,9.1,64,9.1,64,4.7,50,2.1,70]
[1213,20210220,"13시",10.7,59,9.9,64,9.9,64,5.8,47,2.6,54]
[1214,20210220,"14시",11.4,39,10.8,58,10.8,58,7.6,32,3.1,56]
[1215,20210220,"15시",13.2,32,11.2,54,11.2,54,8.1,33,3.7,54]
[1216,20210220,"16시",14.6,34,11,61,11,61,7.9,38,3.7,54]
[1217,20210220,"17시",14.8,31,9.8000000000000007,63,9.8000000000000007,63,6.4,49,2.8,61]
[1218,20210220,"18시",13.7,31,9,65,9,65,4.7,52,2,66]
[1219,20210221,"19시",11.8,26,7.9,67,7.9,67,3.4,55,1.5,78]
[1220,20210221,"20시",10,28,7,74,7,74,2.7,58,1.4,77]
[1221,20210221,"21시",9.1,32,6.5,75,6.5,75,2.1,59,0.8,76]
[1222,20210221,"22시",8.1,38,6,43,6,43,1.7,60,0.4,69]
[1223,20210221,"23시",7.1,40,5.6,34,5.6,34,1.4,57,-0.4,68]
[1224,20210221,"24시",7.1,49,4.7,35,4.7,35,0.8,58,-0.9,63]
[1225,20210221,"1시",7.1,59,3.8,30,3.8,30,0.6,58,-1.1000000000000001,62]
[1226,20210221,"2시",7.4,70,3.2,28,3.2,28,0.1,59,-1.5,61]
[1227,20210221,"3시",6.9,74,2.4,33,2.4,33,-0.1,60,-1.9,61]
[1228,20210221,"4시",5.9,75,1.8,35,1.8,35,-1.4,65,-2.2000000000000002,65]
[1229,20210221,"5시",5.0999999999999996,79,1.3,37,1.3,37,-1.8,67,-2.4,70]
[1230,20210221,"6시",5,85,0.8,41,0.8,41,-2,68,-2.5,69]
[1231,20210221,"7시",5.0999999999999996,85,0.5,40,0.5,40,-2.1,68,-2.5,68]
[1232,20210221,"8시",5,84,-0.1,38,-0.1,38,-2.7,71,-2.2000000000000002,61]
[1233,20210221,"9시",4.7,85,0.3,34,0.3,34,-1.9,69,-1,57]
[1234,20210221,"10시",6.4,83,1.7,33,1.7,33,-0.1,62,0.7,51]
[1235,20210221,"11시",9.6999999999999993,71,2.2999999999999998,34,2.2999999999999998,34,1.6,53,1.7,47]
[1236,20210221,"12시",12.1,63,4.0999999999999996,32,4.0999999999999996,32,2.5,40,3.1,42]
[1237,20210221,"13시",15.3,56,4.9000000000000004,30,4.9000000000000004,30,4.5999999999999996,33,4.0999999999999996,46]
[1238,20210221,"14시",16.7,52,6.2,28,6.2,28,6.3,26,4.3,53]
[1239,20210221,"15시",17.2,50,7.8,25,7.8,25,8.5,21,4.8,45]
[1240,20210221,"16시",17,49,8,25,8,25,7.6,20,5,45]
[1241,20210221,"17시",17.2,48,8.4,24,8.4,24,7.5,22,4.0999999999999996,45]
[1242,20210221,"18시",16.2,48,8.1999999999999993,24,8.1999999999999993,24,7.2,22,2.7,49]
[1243,20210222,"19시",15.1,51,6.2,29,6.2,29,4.5999999999999996,37,1.8,77]
[1244,20210222,"20시",13.9,53,5.0999999999999996,32,5.0999999999999996,32,3.3,46,1.4,82]
[1245,20210222,"21시",12.9,59,4.5,30,4.5,30,2.4,48,1.4,79]
[1246,20210222,"22시",11.8,64,3.9,36,3.9,36,1.3,52,1.8,80]
[1247,20210222,"23시",11,67,4.3,33,4.3,33,0.4,59,1.5,83]
[1248,20210222,"24시",10.4,69,3.9,36,3.9,36,0.5,61,1.3,90]
[1249,20210222,"1시",10.1,70,3.7,36,3.7,36,0,65,0.8,83]
[1250,20210222,"2시",9.6,72,3.2,37,3.2,37,0.2,65,0.7,78]
[1251,20210222,"3시",9,72,3.5,35,3.5,35,-0.4,68,0.5,82]
[1252,20210222,"4시",8.6999999999999993,74,3.7,36,3.7,36,-1.1000000000000001,71,0.3,85]
[1253,20210222,"5시",8.4,75,3.8,37,3.8,37,-1.5,72,-0.2,88]
[1254,20210222,"6시",8.1999999999999993,76,3.8,36,3.8,36,-1.9,74,-0.3,89]
[1255,20210222,"7시",7.7,78,4,35,4,35,-2.5,75,-0.6,87]
[1256,20210222,"8시",7.5,82,3.9,37,3.9,37,-1.6,70,-0.8,83]
[1257,20210222,"9시",7.5,84,4.2,37,4.2,37,-1.4,69,0.4,87]
[1258,20210222,"10시",8.9,83,5.0999999999999996,38,5.0999999999999996,38,0.7,61,1.9,83]
[1259,20210222,"11시",9.5,79,6.8,41,6.8,41,4.4000000000000004,38,2.5,83]
[1260,20210222,"12시",10.199999999999999,78,9.6999999999999993,39,9.6999999999999993,39,6,33,3.6,47]
[1261,20210222,"13시",11.9,70,9.1999999999999993,46,9.1999999999999993,46,7.2,30,4.5,50]
[1262,20210222,"14시",12,67,10.4,46,10.4,46,9.1999999999999993,22,5,51]
[1263,20210222,"15시",12,60,10,49,10,49,9.5,21,6,56]
[1264,20210222,"16시",12.3,52,9.3000000000000007,52,9.3000000000000007,52,10.199999999999999,24,5.4,54]
[1265,20210222,"17시",12,36,8.8000000000000007,51,8.8000000000000007,51,9.8000000000000007,25,4.8,59]
[1266,20210222,"18시",11.7,25,8.1999999999999993,47,8.1999999999999993,47,9.1999999999999993,26,3.9,63]
[1267,20210223,"19시",9.4,34,7.8,48,7.8,48,7.5,34,2.8,70]
[1268,20210223,"20시",6.6,37,7.6,51,7.6,51,5.2,42,2.2000000000000002,75]
[1269,20210223,"21시",4.5,38,7.3,45,7.3,45,4.3,45,1.8,80]
[1270,20210223,"22시",2.7,37,7.1,39,7.1,39,4,49,1.6,86]
[1271,20210223,"23시",1.8,38,6.9,43,6.9,43,3,54,1.6,90]
[1272,20210223,"24시",1.1000000000000001,39,6.7,55,6.7,55,2.4,61,1.5,95]
[1273,20210223,"1시",0.4,38,6.5,61,6.5,61,2.5,62,1.1000000000000001,87]
[1274,20210223,"2시",-0.2,39,6.3,61,6.3,61,1.7,65,0.6,82]
[1275,20210223,"3시",-0.7,38,6.1,62,6.1,62,1.4,66,0.6,81]
[1276,20210223,"4시",-1.4,40,5.5,62,5.5,62,0.6,69,0.3,89]
[1277,20210223,"5시",-1.9,42,4.9000000000000004,52,4.9000000000000004,52,0.5,70,0.3,95]
[1278,20210223,"6시",-2.1,42,5.3,45,5.3,45,0,69,0.1,87]
[1279,20210223,"7시",-2.8,43,5.4,45,5.4,45,-0.5,68,-0.4,77]
[1280,20210223,"8시",-2.8,41,5.5,43,5.5,43,-0.3,68,-0.2,86]
[1281,20210223,"9시",-3.1,42,5.6,43,5.6,43,-0.9,74,0.3,90]
[1282,20210223,"10시",-2,38,8,37,8,37,1.3,64,1.5,85]
[1283,20210223,"11시",-1,34,10.8,37,10.8,37,4.2,55,2.2999999999999998,84]
[1284,20210223,"12시",0.4,30,10.9,38,10.9,38,7.6,35,3.6,71]
[1285,20210223,"13시",1.1000000000000001,27,11.6,37,11.6,37,9.5,28,5.5,62]
[1286,20210223,"14시",2.5,25,12.4,30,12.4,30,10,26,6.1,51]
[1287,20210223,"15시",3.1,25,12.1,33,12.1,33,12.7,25,6.5,59]
[1288,20210223,"16시",3.9,24,12.4,29,12.4,29,12.5,23,6.2,59]
[1289,20210223,"17시",3.9,23,12,31,12,31,12.2,25,5.3,68]
[1290,20210223,"18시",3.7,24,10.8,30,10.8,30,10.8,28,4.7,57]
[1291,20210224,"19시",2.6,25,9.6,29,9.6,29,9.4,30,3.7,65]
[1292,20210224,"20시",1.6,28,8.5,31,8.5,31,7.7,39,3.1,60]
[1293,20210224,"21시",0.7,31,7.9,30,7.9,30,6.1,42,2.7,58]
[1294,20210224,"22시",0,36,7,32,7,32,5.5,44,2.7,61]
[1295,20210224,"23시",-0.5,39,6,31,6,31,4.4000000000000004,50,2.4,61]
[1296,20210224,"24시",-0.8,39,4.8,27,4.8,27,3.8,51,2.2999999999999998,66]
[1297,20210224,"1시",-1.4,39,3.9,28,3.9,28,4.0999999999999996,51,1.9,75]
[1298,20210224,"2시",-1.5,38,3.1,27,3.1,27,2.8,57,1.7,83]
[1299,20210224,"3시",-1.7,39,2.2999999999999998,30,2.2999999999999998,30,2.2999999999999998,61,1.6,77]
[1300,20210224,"4시",-1.9,38,1.3,34,1.3,34,1.5,64,1.2,84]
[1301,20210224,"5시",-2.2000000000000002,40,0.8,38,0.8,38,1,68,0.7,81]
[1302,20210224,"6시",-2.4,39,0.7,42,0.7,42,0.9,69,0.8,82]
[1303,20210224,"7시",-2.4,41,-0.1,45,-0.1,45,0.4,71,0.7,84]
[1304,20210224,"8시",-2.8,42,-0.4,47,-0.4,47,-0.2,72,0.9,79]
[1305,20210224,"9시",-2.8,44,0.1,47,0.1,47,0,71,1.7,80]
[1306,20210224,"10시",-1,42,1.2,45,1.2,45,2,65,3,84]
[1307,20210224,"11시",1.6,34,2.4,42,2.4,42,5,53,5,74]
[1308,20210224,"12시",3.4,29,5.5,39,5.5,39,9,41,5.7,70]
[1309,20210224,"13시",5.6,26,6.2,39,6.2,39,10.9,33,6.7,64]
[1310,20210224,"14시",6.9,24,7.6,38,7.6,38,12.4,28,8,67]
[1311,20210224,"15시",8.5,21,8.3000000000000007,37,8.3000000000000007,37,13.2,26,7.9,65]
[1312,20210224,"16시",9.1999999999999993,23,6.4,60,6.4,60,14.3,25,7.8,66]
[1313,20210224,"17시",9.5,23,5.4,63,5.4,63,14.4,26,7.2,66]
[1314,20210224,"18시",9.4,23,4.8,63,4.8,63,13.2,28,5.8,71]
[1315,20210225,"19시",7.5,24,4.8,63,4.8,63,11.4,32,4.4000000000000004,85]
[1316,20210225,"20시",5.9,25,4.0999999999999996,64,4.0999999999999996,64,9.8000000000000007,38,3.7,87]
[1317,20210225,"21시",4.8,28,3.6,63,3.6,63,7.7,46,3.1,83]
[1318,20210225,"22시",4.0999999999999996,30,3.1,67,3.1,67,7,47,1.8,99]
[1319,20210225,"23시",3.1,32,2.4,64,2.4,64,6.3,50,0.4,99]
[1320,20210225,"24시",2.6,35,1.5,44,1.5,44,6,52,0.3,99]
[1321,20210225,"1시",2.2000000000000002,40,0.7,41,0.7,41,5.4,56,0.1,99]
[1322,20210225,"2시",1.3,42,0,45,0,45,4.5,59,0,99]
[1323,20210225,"3시",1.3,43,-0.4,45,-0.4,45,3.9,61,0,99]
[1324,20210225,"4시",1,44,-1.1000000000000001,46,-1.1000000000000001,46,3.9,61,0.2,99]
[1325,20210225,"5시",0.8,44,-1.5,41,-1.5,41,2.9,66,0.1,99]
[1326,20210225,"6시",0.9,44,-2,42,-2,42,1.9,70,0.3,99]
[1327,20210225,"7시",1.2,42,-2.1,41,-2.1,41,1.7,72,0.4,99]
[1328,20210225,"8시",0.9,44,-1.9,41,-1.9,41,1.4,72,0.4,99]
[1329,20210225,"9시",1.1000000000000001,44,-0.9,42,-0.9,42,2.2000000000000002,70,1.1000000000000001,99]
[1330,20210225,"10시",2,40,0.4,43,0.4,43,4.5999999999999996,63,1.8,99]
[1331,20210225,"11시",3.3,39,2.7,36,2.7,36,7.8,49,3.3,99]
[1332,20210225,"12시",4.5999999999999996,33,4.5999999999999996,31,4.5999999999999996,31,10.7,36,4.2,99]
[1333,20210225,"13시",6,32,7.3,18,7.3,18,12.5,34,6.8,99]
[1334,20210225,"14시",6.7,29,8,19,8,19,12.9,30,7.3,79]
[1335,20210225,"15시",7.9,28,7.8,19,7.8,19,14.7,27,6.6,82]
[1336,20210225,"16시",8,28,8,20,8,20,15.4,24,8.4,68]
[1337,20210225,"17시",8,27,7.9,21,7.9,21,15.9,23,7.7,70]
[1338,20210225,"18시",7.9,26,7.3,23,7.3,23,14.6,27,6.6,74]
[1339,20210226,"19시",7.4,28,5.7,25,5.7,25,13.6,28,5,83]
[1340,20210226,"20시",6.6,33,4.7,29,4.7,29,12.9,31,3.7,80]
[1341,20210226,"21시",5.6,36,4.5,36,4.5,36,11.7,36,3,80]
[1342,20210226,"22시",4.5,30,3.9,42,3.9,42,10.9,40,3.3,79]
[1343,20210226,"23시",4,34,3.3,44,3.3,44,10.3,43,3.5,78]
[1344,20210226,"24시",3.5,38,2.7,48,2.7,48,9.9,46,3.6,75]
[1345,20210226,"1시",3.1,37,2.6,44,2.6,44,8.8000000000000007,50,3,89]
[1346,20210226,"2시",2.9,39,2.2000000000000002,39,2.2000000000000002,39,8,52,2.8,87]
[1347,20210226,"3시",2.4,40,2.1,38,2.1,38,7.6,54,3.1,83]
[1348,20210226,"4시",2,40,2.1,39,2.1,39,7.9,50,2.2999999999999998,94]
[1349,20210226,"5시",1.8,41,1.3,44,1.3,44,7.2,60,2.6,85]
[1350,20210226,"6시",1.1000000000000001,45,1.9,42,1.9,42,6.9,60,2.1,90]
[1351,20210226,"7시",0.9,44,2,49,2,49,6.9,59,1.5,89]
[1352,20210226,"8시",0.7,47,2,52,2,52,7.2,57,1.7,89]
[1353,20210226,"9시",0.8,47,2.8,56,2.8,56,7.6,54,3.2,84]
[1354,20210226,"10시",3.9,39,4.7,55,4.7,55,8.1,53,5.4,75]
[1355,20210226,"11시",8.1,29,6.4,54,6.4,54,9.1999999999999993,46,8.9,55]
[1356,20210226,"12시",10.6,24,7.2,52,7.2,52,10.3,45,11.1,50]
[1357,20210226,"13시",12.9,24,8.1999999999999993,49,8.1999999999999993,49,11,46,12.6,48]
[1358,20210226,"14시",14.2,21,9.1,46,9.1,46,10.5,58,12.4,51]
[1359,20210226,"15시",14.9,20,9.1999999999999993,46,9.1999999999999993,46,9.1,79,12.8,49]
[1360,20210226,"16시",15.5,20,10.4,43,10.4,43,8.6999999999999993,84,13.1,49]
[1361,20210226,"17시",15.5,20,10.3,44,10.3,44,8.1999999999999993,88,12.9,51]
[1362,20210226,"18시",14.9,21,8.6,53,8.6,53,7.8,88,11.2,61]
[1363,20210227,"19시",13.5,24,7.7,57,7.7,57,7.8,88,10.199999999999999,60]
[1364,20210227,"20시",12,28,6.8,62,6.8,62,7.6,87,9.5,60]
[1365,20210227,"21시",10.7,33,6.2,66,6.2,66,7.5,87,9.5,55]
[1366,20210227,"22시",9.6999999999999993,39,6.3,65,6.3,65,7.4,86,9.1999999999999993,59]
[1367,20210227,"23시",8.8000000000000007,42,6.3,66,6.3,66,7.6,84,8.6999999999999993,58]
[1368,20210227,"24시",8.1,45,7.1,64,7.1,64,7.8,82,7.9,60]
[1369,20210227,"1시",7.2,50,7.4,62,7.4,62,7.6,84,6.6,75]
[1370,20210227,"2시",6.2,52,7.9,61,7.9,61,7.5,86,6.4,75]
[1371,20210227,"3시",5.8,55,7.8,62,7.8,62,7.3,86,5.8,79]
[1372,20210227,"4시",5.5,57,8,65,8,65,6.8,88,6.8,72]
[1373,20210227,"5시",4.8,60,8.4,67,8.4,67,6.5,90,5.5,80]
[1374,20210227,"6시",4.5,62,8.9,66,8.9,66,6,91,5.3,80]
[1375,20210227,"7시",4.4000000000000004,64,9.1999999999999993,64,9.1999999999999993,64,5.6,93,5.6,76]
[1376,20210227,"8시",4.3,66,8.9,69,8.9,69,5.4,94,5.8,78]
[1377,20210227,"9시",4.5999999999999996,67,9.1,70,9.1,70,5.7,95,6.3,83]
[1378,20210227,"10시",6.6,61,10.199999999999999,66,10.199999999999999,66,5.7,95,7.2,74]
[1379,20210227,"11시",8.9,54,11.6,50,11.6,50,7.2,91,9,70]
[1380,20210227,"12시",10.9,48,12.8,44,12.8,44,8.6999999999999993,79,10.1,69]
[1381,20210227,"13시",12.4,45,13.5,35,13.5,35,10.4,71,11.4,63]
[1382,20210227,"14시",13.5,41,14.5,34,14.5,34,13.6,61,10.5,62]
[1383,20210227,"15시",14.5,38,15.3,30,15.3,30,15.3,52,11.1,54]
[1384,20210227,"16시",15.3,34,15.2,28,15.2,28,14.3,44,9.6,72]
[1385,20210227,"17시",16.100000000000001,33,14.2,33,14.2,33,13.7,37,7.7,74]
[1386,20210227,"18시",15.3,34,12.7,50,12.7,50,12.4,35,6.6,84]
[1387,20210228,"19시",13.9,37,11.6,50,11.6,50,11.2,38,6.1,85]
[1388,20210228,"20시",12.4,41,10.9,49,10.9,49,9.4,51,5.7,87]
[1389,20210228,"21시",11.3,44,9.9,52,9.9,52,8.1999999999999993,56,5.4,87]
[1390,20210228,"22시",10.3,43,9.1999999999999993,51,9.1999999999999993,51,7.1,58,4.0999999999999996,89]
[1391,20210228,"23시",9.4,44,8.8000000000000007,63,8.8000000000000007,63,6.7,61,3.8,88]
[1392,20210228,"24시",8.6,46,8.4,64,8.4,64,6.6,62,3.6,87]
[1393,20210228,"1시",7.6,48,7.8,74,7.8,74,6.1,68,3.4,87]
[1394,20210228,"2시",6.8,51,7.8,79,7.8,79,5.3,72,2.5,96]
[1395,20210228,"3시",6.1,53,7.6,78,7.6,78,5.2,75,2.4,93]
[1396,20210228,"4시",5.7,56,7,77,7,77,4.5999999999999996,80,2.1,88]
[1397,20210228,"5시",4.8,58,6.9,78,6.9,78,4.5999999999999996,80,2,86]
[1398,20210228,"6시",4.0999999999999996,61,6.7,81,6.7,81,4.4000000000000004,83,1.7,86]
[1399,20210228,"7시",3.7,63,6.8,78,6.8,78,4.2,84,1.3,85]
[1400,20210228,"8시",3.3,66,7.1,77,7.1,77,4.3,83,1.3,85]
[1401,20210228,"9시",3.5,67,8.6999999999999993,67,8.6999999999999993,67,4.4000000000000004,81,2.6,82]
[1402,20210228,"10시",5.9,58,9.3000000000000007,73,9.3000000000000007,73,5.4,77,4,79]
[1403,20210228,"11시",8.1,47,10.8,68,10.8,68,7.5,70,5.2,74]
[1404,20210228,"12시",8.4,45,12.8,60,12.8,60,9.1999999999999993,61,6.7,69]
[1405,20210228,"13시",9,44,14.4,52,14.4,52,10,55,7.9,66]
[1406,20210228,"14시",9.5,43,13.9,60,13.9,60,10.6,55,8.4,68]
[1407,20210228,"15시",9.5,42,13.6,69,13.6,69,11.4,55,8.3000000000000007,68]
[1408,20210228,"16시",9.8000000000000007,41,13.7,68,13.7,68,11.6,55,8.6,66]
[1409,20210228,"17시",10.7,40,13.6,75,13.6,75,11.2,56,8.1,71]
[1410,20210228,"18시",10.5,39,13.8,69,13.8,69,11.1,58,6.1,79]
[1411,20210301,"19시",10.199999999999999,41,13.7,66,13.7,66,10.8,59,5.6,78]
[1412,20210301,"20시",9.8000000000000007,41,13.5,66,13.5,66,10.3,62,4.8,82]
[1413,20210301,"21시",9.3000000000000007,43,10.9,81,10.9,81,9.5,66,4.7,83]
[1414,20210301,"22시",9.1,43,9.5,81,9.5,81,8.6,70,3.9,91]
[1415,20210301,"23시",9.1,44,9.1,72,9.1,72,8.5,71,3.6,96]
[1416,20210301,"24시",9,46,7.9,65,7.9,65,8.8000000000000007,71,3.4,96]
[1417,20210301,"1시",9,46,-2.5,44,-2.5,44,8.6,72,2.7,96]
[1418,20210301,"2시",8.6999999999999993,45,-2.9,44,-2.9,44,8.6,73,2.6,93]
[1419,20210301,"3시",8.6999999999999993,47,-3.2,46,-3.2,46,8.8000000000000007,73,2.7,96]
[1420,20210301,"4시",8.6,51,-3.5,47,-3.5,47,8.6,74,3,99]
[1421,20210301,"5시",7.2,75,-3.8,49,-3.8,49,8.1,75,2.8,99]
[1422,20210301,"6시",5.8,85,-3.9,47,-3.9,47,8.1999999999999993,75,3,99]
[1423,20210301,"7시",5.6,90,-4.0999999999999996,49,-4.0999999999999996,49,6.9,85,2.7,99]
[1424,20210301,"8시",5.2,95,-4.3,49,-4.3,49,6,90,2.6,99]
[1425,20210301,"9시",5.4,96,-2.7,43,-2.7,43,6.4,92,3,93]
[1426,20210301,"10시",5.7,98,-0.8,38,-0.8,38,7.4,92,4.2,79]
[1427,20210301,"11시",6,99,0.2,37,0.2,37,7.1,91,5.7,74]
[1428,20210301,"12시",6.4,99,1.6,33,1.6,33,6.8,90,6.6,71]
[1429,20210301,"13시",6.4,100,2.5,32,2.5,32,6.9,91,7.2,72]
[1430,20210301,"14시",6.7,100,4.4000000000000004,27,4.4000000000000004,27,7.5,92,7.6,69]
[1431,20210301,"15시",6.8,100,5.7,22,5.7,22,8.1,91,8.1,67]
[1432,20210301,"16시",6.8,99,7.6,22,7.6,22,7.8,92,7.7,72]
[1433,20210301,"17시",5.7,95,7,26,7,26,7.2,92,7.1,67]
[1434,20210301,"18시",4.5,95,6.5,31,6.5,31,6.6,90,6.2,75]
[1435,20210302,"19시",3.1,94,4.8,35,4.8,35,6.4,90,5.2,63]
[1436,20210302,"20시",1.5,96,4,36,4,36,6.1,90,5.4,59]
[1437,20210302,"21시",1.2,98,3.6,39,3.6,39,5.3,89,4.5,82]
[1438,20210302,"22시",1,98,3.2,45,3.2,45,4.4000000000000004,88,4.2,77]
[1439,20210302,"23시",0.8,99,2.9,48,2.9,48,4.7,85,4,78]
[1440,20210302,"24시",0.6,99,2.4,42,2.4,42,3.5,89,3.5,79]
[1441,20210302,"1시",0.5,98,1.6,42,1.6,42,3.8,87,2.8,82]
[1442,20210302,"2시",0.6,95,1.6,42,1.6,42,2.6,89,2.4,82]
[1443,20210302,"3시",0.5,94,1.6,43,1.6,43,2.2000000000000002,85,2,82]
[1444,20210302,"4시",0.3,92,1.3,44,1.3,44,2.4,84,2.1,80]
[1445,20210302,"5시",0.2,91,0.6,47,0.6,47,2.1,76,1.9,83]
[1446,20210302,"6시",0.2,90,1.1000000000000001,43,1.1000000000000001,43,1.6,83,1.4,85]
[1447,20210302,"7시",0.3,89,0.8,44,0.8,44,1.8,79,0.9,80]
[1448,20210302,"8시",0.2,87,0.4,44,0.4,44,1.3,85,0.9,77]
[1449,20210302,"9시",0.3,87,1.4,42,1.4,42,2.4,81,1.8,76]
[1450,20210302,"10시",0.7,84,3.3,34,3.3,34,3.8,74,3.4,75]
[1451,20210302,"11시",1.5,80,5.4,30,5.4,30,5.7,67,5.2,64]
[1452,20210302,"12시",2.4,73,7.8,26,7.8,26,7.3,60,6.1,56]
[1453,20210302,"13시",3.5,73,10.7,24,10.7,24,8.6999999999999993,37,7.2,26]
[1454,20210302,"14시",4,66,11,26,11,26,10,32,8.3000000000000007,40]
[1455,20210302,"15시",4.8,62,10.199999999999999,37,10.199999999999999,37,10.9,32,8.1,41]
[1456,20210302,"16시",6.1,53,10.6,41,10.6,41,10.199999999999999,34,8.1,45]
[1457,20210302,"17시",6.2,51,11.3,36,11.3,36,10.4,30,6.9,45]
[1458,20210302,"18시",6.4,48,10.4,35,10.4,35,10.5,23,6,50]
[1459,20210303,"19시",4.9000000000000004,53,9.4,32,9.4,32,9,24,5,54]
[1460,20210303,"20시",3.8,60,8.1999999999999993,36,8.1999999999999993,36,7.2,30,4.5999999999999996,52]
[1461,20210303,"21시",2.9,67,7.5,49,7.5,49,6.2,33,4.3,61]
[1462,20210303,"22시",2.1,77,7.4,59,7.4,59,5.7,36,4,53]
[1463,20210303,"23시",1.5,81,6.9,60,6.9,60,4.8,42,3.1,62]
[1464,20210303,"24시",1.2,85,6.9,58,6.9,58,4.3,44,3.1,42]
[1465,20210303,"1시",0.8,86,7.1,58,7.1,58,3.7,52,2.7,43]
[1466,20210303,"2시",0.8,89,6.8,62,6.8,62,2.9,55,2.1,45]
[1467,20210303,"3시",0.5,90,6.5,65,6.5,65,2.7,58,2,50]
[1468,20210303,"4시",0.3,92,6,65,6,65,2.2000000000000002,61,1.6,58]
[1469,20210303,"5시",-0.4,91,6.1,66,6.1,66,1.7,61,1.2,62]
[1470,20210303,"6시",-0.8,87,6.6,67,6.6,67,1.4,62,0.9,64]
[1471,20210303,"7시",-1,89,7,72,7,72,0.7,68,0.6,64]
[1472,20210303,"8시",-1.2,91,7.1,74,7.1,74,0.1,71,0.9,53]
[1473,20210303,"9시",-0.6,93,8.3000000000000007,69,8.3000000000000007,69,0.7,66,3.7,44]
[1474,20210303,"10시",1.3,85,10.3,57,10.3,57,3,57,5.5,44]
[1475,20210303,"11시",3.8,74,12,56,12,56,7.5,31,6.8,43]
[1476,20210303,"12시",6,64,13.3,55,13.3,55,9.4,27,7.3,40]
[1477,20210303,"13시",7.7,55,15.1,50,15.1,50,10.8,23,8.4,34]
[1478,20210303,"14시",8.6999999999999993,50,15.7,45,15.7,45,12.2,19,9.1999999999999993,27]
[1479,20210303,"15시",9.3000000000000007,42,16.100000000000001,47,16.100000000000001,47,13.4,18,9.5,32]
[1480,20210303,"16시",9.5,39,15.9,52,15.9,52,13,17,8.8000000000000007,33]
[1481,20210303,"17시",9.6,43,15.4,52,15.4,52,13.4,17,8.1999999999999993,38]
[1482,20210303,"18시",9.6,39,14.6,57,14.6,57,12.4,18,6.9,50]
[1483,20210304,"19시",8.4,38,13.7,59,13.7,59,11.6,19,5.3,50]
[1484,20210304,"20시",6.9,38,13,62,13,62,9.1999999999999993,30,4.5999999999999996,51]
[1485,20210304,"21시",5.6,48,12.3,66,12.3,66,8.5,35,3.8,86]
[1486,20210304,"22시",4.8,52,11.8,69,11.8,69,7.6,44,3.5,78]
[1487,20210304,"23시",4.2,59,11.3,71,11.3,71,6.5,49,3.5,72]
[1488,20210304,"24시",4.2,59,11.3,78,11.3,78,6.3,56,3.2,60]
[1489,20210304,"1시",3.9,65,11.4,75,11.4,75,4.9000000000000004,59,3,56]
[1490,20210304,"2시",3.5,66,11.4,79,11.4,79,4.0999999999999996,60,2.7,61]
[1491,20210304,"3시",2.9,70,11,85,11,85,3.9,64,2.5,64]
[1492,20210304,"4시",2.6,72,10.8,94,10.8,94,3.4,66,2.4,82]
[1493,20210304,"5시",2.7,71,10.7,95,10.7,95,3.2,69,2.9,73]
[1494,20210304,"6시",3.1,71,10.7,98,10.7,98,2,75,3.1,68]
[1495,20210304,"7시",3.6,68,10.7,99,10.7,99,2.5,73,2.8,71]
[1496,20210304,"8시",3.7,69,10.8,99,10.8,99,2.6,72,3.3,65]
[1497,20210304,"9시",4,69,11.2,99,11.2,99,3.4,70,4.8,55]
[1498,20210304,"10시",4.9000000000000004,66,11.7,99,11.7,99,5.8,61,6.2,49]
[1499,20210304,"11시",6.1,63,12.1,100,12.1,100,6.8,55,7,50]
[1500,20210304,"12시",7,60,12.2,100,12.2,100,8.3000000000000007,45,9.1,39]
[1501,20210304,"13시",8.5,56,12.1,99,12.1,99,9.6999999999999993,41,9.9,30]
[1502,20210304,"14시",10.4,51,12.1,99,12.1,99,10.4,36,9.5,34]
[1503,20210304,"15시",11.2,51,11.7,98,11.7,98,11.1,36,10.1,35]
[1504,20210304,"16시",12.1,50,11.8,99,11.8,99,10.6,36,8.9,52]
[1505,20210304,"17시",13,50,12,99,12,99,10.7,41,7.8,58]
[1506,20210304,"18시",12,50,11.9,99,11.9,99,10.199999999999999,40,6.6,72]
[1507,20210305,"19시",11.5,51,11.9,97,11.9,97,9.6,36,5.5,83]
[1508,20210305,"20시",10.199999999999999,57,11.7,97,11.7,97,8.5,42,4.9000000000000004,89]
[1509,20210305,"21시",9.1,61,11.7,96,11.7,96,7.3,42,4.9000000000000004,97]
[1510,20210305,"22시",8.1,64,11.5,94,11.5,94,6.3,43,4.3,99]
[1511,20210305,"23시",7.3,68,11.4,94,11.4,94,5.5,45,3.9,95]
[1512,20210305,"24시",6.7,72,11.3,94,11.3,94,5.5,45,3.6,91]
[1513,20210305,"1시",6.1,72,11.1,94,11.1,94,4.8,48,3,89]
[1514,20210305,"2시",5.7,75,11.2,93,11.2,93,4.7,57,1.7,81]
[1515,20210305,"3시",5.3,77,11.1,93,11.1,93,4.5,64,1.1000000000000001,82]
[1516,20210305,"4시",4.5999999999999996,80,11.1,93,11.1,93,4.3,71,0.4,79]
[1517,20210305,"5시",4.4000000000000004,81,11,93,11,93,3.6,68,0,72]
[1518,20210305,"6시",3.7,86,10.9,93,10.9,93,2.9,69,-0.3,62]
[1519,20210305,"7시",3.4,86,10.5,94,10.5,94,2.2999999999999998,62,-0.6,59]
[1520,20210305,"8시",3.3,88,10.6,94,10.6,94,1.7,61,-0.3,52]
[1521,20210305,"9시",3.3,89,10.8,94,10.8,94,1.7,59,0.3,48]
[1522,20210305,"10시",5.4,85,11.6,92,11.6,92,2.4,52,1.1000000000000001,42]
[1523,20210305,"11시",8.5,72,12.6,89,12.6,89,4.2,39,2.2000000000000002,40]
[1524,20210305,"12시",11,61,13.8,86,13.8,86,5.7,26,2.9,26]
[1525,20210305,"13시",13.3,53,14.5,85,14.5,85,7.2,21,3,25]
[1526,20210305,"14시",15.4,49,14.7,87,14.7,87,7.1,18,3.2,27]
[1527,20210305,"15시",14.9,49,15.8,76,15.8,76,7.3,24,3.7,33]
[1528,20210305,"16시",14.9,45,15.5,77,15.5,77,7.3,21,3.6,34]
[1529,20210305,"17시",15.6,46,15,83,15,83,6.2,18,3.3,34]
[1530,20210305,"18시",15,50,15.6,82,15.6,82,4.3,19,2.5,40]
[1531,20210306,"19시",13,57,15.8,80,15.8,80,2.8,28,1.8,45]
[1532,20210306,"20시",11.3,63,16,79,16,79,1.8,36,1,47]
[1533,20210306,"21시",10.199999999999999,69,15.9,81,15.9,81,1.5,39,0.5,44]
[1534,20210306,"22시",9.4,73,16.2,78,16.2,78,1.3,41,0.3,47]
[1535,20210306,"23시",8.6999999999999993,76,16,80,16,80,0.8,46,0.2,47]
[1536,20210306,"24시",8.1,80,15.5,85,15.5,85,0.9,46,-0.2,50]
[1537,20210306,"1시",7.6,83,14.5,95,14.5,95,0.7,49,-0.2,55]
[1538,20210306,"2시",7,86,14.5,94,14.5,94,-0.1,50,-0.4,56]
[1539,20210306,"3시",6.4,87,13.9,96,13.9,96,-0.8,50,-0.8,51]
[1540,20210306,"4시",6,89,13.6,98,13.6,98,-0.9,43,-1.1000000000000001,55]
[1541,20210306,"5시",5.9,92,13.6,99,13.6,99,-1.2,40,-1.4,49]
[1542,20210306,"6시",5.8,91,13.4,99,13.4,99,-1.6,43,-1.5,47]
[1543,20210306,"7시",5.4,92,13.4,99,13.4,99,-2,44,-1.6,44]
[1544,20210306,"8시",5.0999999999999996,92,13.4,99,13.4,99,-2.2000000000000002,46,-1.3,41]
[1545,20210306,"9시",5.2,91,13.6,99,13.6,99,-1,40,0.1,31]
[1546,20210306,"10시",6.7,86,13.6,100,13.6,100,0.8,30,1.1000000000000001,28]
[1547,20210306,"11시",8.6,72,13.4,100,13.4,100,3.4,24,2,36]
[1548,20210306,"12시",10.3,63,14,100,14,100,3.5,20,3.5,41]
[1549,20210306,"13시",11.4,52,13.7,100,13.7,100,5.6,19,3.1,49]
[1550,20210306,"14시",11,51,14.1,100,14.1,100,6.2,18,3.2,51]
[1551,20210306,"15시",10,51,15.7,99,15.7,99,6,17,3,60]
[1552,20210306,"16시",9.1999999999999993,53,15.3,93,15.3,93,5.9,18,3.9,52]
[1553,20210306,"17시",8.5,54,16.5,83,16.5,83,5.9,19,3.5,58]
[1554,20210306,"18시",7.5,56,13.8,97,13.8,97,4.3,27,2.9,66]
[1555,20210307,"19시",6.5,57,12.6,99,12.6,99,3,37,2.2000000000000002,60]
[1556,20210307,"20시",5.4,59,12.1,100,12.1,100,2.5,44,1.4,48]
[1557,20210307,"21시",4.5,61,12.4,100,12.4,100,2.4,47,0.5,46]
[1558,20210307,"22시",4,62,12.3,100,12.3,100,2.4,50,-0.6,50]
[1559,20210307,"23시",3.9,63,12.4,100,12.4,100,2.2999999999999998,51,-1.6,49]
[1560,20210307,"24시",3.6,64,12.1,100,12.1,100,2.1,55,-2.2999999999999998,46]
[1561,20210307,"1시",3.2,65,11.7,100,11.7,100,1.2,67,-2.5,50]
[1562,20210307,"2시",2.7,68,11.3,96,11.3,96,1.9,71,-2.5,48]
[1563,20210307,"3시",2.4,68,11.1,88,11.1,88,1.5,68,-2.6,54]
[1564,20210307,"4시",2.4,70,9.8000000000000007,87,9.8000000000000007,87,1.7,60,-2.6,57]
[1565,20210307,"5시",2.4,70,9,79,9,79,1,60,-2.6,58]
[1566,20210307,"6시",2.2999999999999998,70,8.3000000000000007,79,8.3000000000000007,79,0.2,59,-2.9,57]
[1567,20210307,"7시",2.2000000000000002,71,8.1,76,8.1,76,-0.2,58,-3.3,56]
[1568,20210307,"8시",2.1,71,8,72,8,72,-0.5,57,-3.1,53]
[1569,20210307,"9시",2.5,70,8.9,68,8.9,68,0,55,-2.5,44]
[1570,20210307,"10시",4.3,65,10.199999999999999,65,10.199999999999999,65,1.9,38,-1,36]
[1571,20210307,"11시",5.9,59,12.4,61,12.4,61,3,27,0.2,32]
[1572,20210307,"12시",7.9,56,14.5,50,14.5,50,4.2,21,1.2,31]
[1573,20210307,"13시",9.1,53,15.3,47,15.3,47,5,19,1.8,31]
[1574,20210307,"14시",10.6,49,15.7,43,15.7,43,5.4,18,3.4,36]
[1575,20210307,"15시",11.5,49,15.3,41,15.3,41,6.2,16,2.6,35]
[1576,20210307,"16시",12.1,45,14.5,57,14.5,57,6.5,17,2.2999999999999998,35]
[1577,20210307,"17시",11.5,44,13.5,61,13.5,61,6.1,14,1.3,47]
[1578,20210307,"18시",11,48,12.8,64,12.8,64,5.5,15,0.5,51]
[1579,20210308,"19시",9.3000000000000007,57,11.7,68,11.7,68,4.7,15,0.4,61]
[1580,20210308,"20시",7.9,62,11.1,70,11.1,70,4,15,0.8,68]
[1581,20210308,"21시",7,64,10.8,71,10.8,71,3.3,19,1,68]
[1582,20210308,"22시",6,68,10.5,72,10.5,72,2.1,31,1.1000000000000001,71]
[1583,20210308,"23시",5.5,72,10.5,71,10.5,71,1.4,36,1.1000000000000001,75]
[1584,20210308,"24시",4.9000000000000004,70,10.3,74,10.3,74,1.3,36,1.5,76]
[1585,20210308,"1시",4.5,74,10.9,75,10.9,75,0,40,1.4,65]
[1586,20210308,"2시",4.2,76,10.8,74,10.8,74,-0.9,46,1.1000000000000001,68]
[1587,20210308,"3시",3.4,78,10.9,74,10.9,74,-1,46,0.9,70]
[1588,20210308,"4시",3,81,11.1,73,11.1,73,-1.1000000000000001,47,0.8,71]
[1589,20210308,"5시",2.6,85,11.3,72,11.3,72,-1.4,51,0.4,71]
[1590,20210308,"6시",2.2999999999999998,85,11.5,74,11.5,74,-1.9,53,0.4,73]
[1591,20210308,"7시",1.9,85,11.2,74,11.2,74,-1.8,60,0.3,77]
[1592,20210308,"8시",1.6,82,11,69,11,69,-2.6,62,0.1,80]
[1593,20210308,"9시",2,82,11,62,11,62,-1.5,59,1.5,77]
[1594,20210308,"10시",4.0999999999999996,77,10.3,65,10.3,65,-0.1,54,2.4,74]
[1595,20210308,"11시",7,62,11,55,11,55,3.4,47,3.4,70]
[1596,20210308,"12시",8.8000000000000007,53,11.8,45,11.8,45,4,45,4.5999999999999996,51]
[1597,20210308,"13시",11,48,13.3,37,13.3,37,5.5,42,4.9000000000000004,52]
[1598,20210308,"14시",11.8,42,12,31,12,31,7.4,32,5.8,49]
[1599,20210308,"15시",12.9,34,11.2,36,11.2,36,7.7,28,5.8,43]
[1600,20210308,"16시",13.3,33,10,59,10,59,8.6,25,5.5,37]
[1601,20210308,"17시",13.5,34,8.8000000000000007,63,8.8000000000000007,63,7.9,24,4.5,34]
[1602,20210308,"18시",11.8,46,8.5,51,8.5,51,7.7,23,3.4,59]
[1603,20210309,"19시",10.5,47,8.4,60,8.4,60,6.4,27,2.2000000000000002,66]
[1604,20210309,"20시",9.3000000000000007,40,8.6999999999999993,57,8.6999999999999993,57,4.7,40,1.8,69]
[1605,20210309,"21시",8.3000000000000007,35,8.1,59,8.1,59,3.9,47,2,77]
[1606,20210309,"22시",7.4,50,6.9,78,6.9,78,3.4,49,2,82]
[1607,20210309,"23시",6.5,55,6.8,80,6.8,80,3,54,2.4,80]
[1608,20210309,"24시",5.5,58,5.3,90,5.3,90,2.8,53,2.4,86]
[1609,20210309,"1시",4.8,61,5.8,87,5.8,87,2.2999999999999998,58,1.1000000000000001,99]
[1610,20210309,"2시",4.7,61,5.3,93,5.3,93,2,67,0.8,99]
[1611,20210309,"3시",4.0999999999999996,63,4.9000000000000004,94,4.9000000000000004,94,1.7,71,0.9,99]
[1612,20210309,"4시",3.7,67,4.3,95,4.3,95,1,65,0.9,99]
[1613,20210309,"5시",2.8,69,3.8,95,3.8,95,1.1000000000000001,68,0.7,99]
[1614,20210309,"6시",2.4,69,3.1,94,3.1,94,0.2,75,0.6,99]
[1615,20210309,"7시",2.5,72,2.7,94,2.7,94,0.3,76,0.5,99]
[1616,20210309,"8시",2.4,73,3.6,87,3.6,87,0,77,0.5,99]
[1617,20210309,"9시",2.9,67,4.5999999999999996,82,4.5999999999999996,82,1.2,75,0.8,89]
[1618,20210309,"10시",4.8,64,5.2,78,5.2,78,3.7,72,1.1000000000000001,86]
[1619,20210309,"11시",7.4,58,5.8,70,5.8,70,2.2999999999999998,87,1.6,50]
[1620,20210309,"12시",9,46,6.8,66,6.8,66,4.0999999999999996,85,2.6,36]
[1621,20210309,"13시",9.6999999999999993,43,8.1999999999999993,61,8.1999999999999993,61,6.1,73,3,35]
[1622,20210309,"14시",11.4,38,10.4,56,10.4,56,6.3,60,3.3,37]
[1623,20210309,"15시",11.8,33,11.7,53,11.7,53,6.9,56,3.8,38]
[1624,20210309,"16시",11.7,39,13.4,42,13.4,42,6.3,47,3.9,33]
[1625,20210309,"17시",12,40,12.1,44,12.1,44,6,31,3.4,36]
[1626,20210309,"18시",11.3,38,10.9,51,10.9,51,5.0999999999999996,31,2.4,37]
[1627,20210310,"19시",9.1,33,9.1,57,9.1,57,3,33,1.4,36]
[1628,20210310,"20시",7.3,50,7.7,57,7.7,57,2,38,0.6,45]
[1629,20210310,"21시",6.5,59,7,66,7,66,1.2,40,0.1,50]
[1630,20210310,"22시",6,67,6.4,67,6.4,67,0.4,45,0.1,48]
[1631,20210310,"23시",5.7,74,6.5,68,6.5,68,0,49,0,51]
[1632,20210310,"24시",5.2,77,6.1,70,6.1,70,-0.2,51,-0.2,55]
[1633,20210310,"1시",4.9000000000000004,83,6.2,70,6.2,70,0.6,48,0,55]
[1634,20210310,"2시",4.3,84,5.9,72,5.9,72,0.2,49,-0.3,54]
[1635,20210310,"3시",3.9,87,5.5,69,5.5,69,0,51,-0.5,57]
[1636,20210310,"4시",3.6,87,5.2,74,5.2,74,-0.3,51,-0.8,58]
[1637,20210310,"5시",3.2,90,4.7,76,4.7,76,-1.6,51,-1.1000000000000001,59]
[1638,20210310,"6시",2.9,90,3.8,64,3.8,64,-2,52,-1.4,56]
[1639,20210310,"7시",2.1,87,3.7,54,3.7,54,-1.9,52,-1.5,60]
[1640,20210310,"8시",1.8,85,3,46,3,46,-1.9,52,-1,55]
[1641,20210310,"9시",2.2000000000000002,86,2.9,46,2.9,46,-1,53,0,52]
[1642,20210310,"10시",4.8,79,3.4,44,3.4,44,1.1000000000000001,49,0.7,41]
[1643,20210310,"11시",7.6,64,4.7,36,4.7,36,3.4,43,1.8,46]
[1644,20210310,"12시",10,52,6.5,36,6.5,36,4.8,40,2.7,42]
[1645,20210310,"13시",12.3,44,7.5,31,7.5,31,6.5,33,4.0999999999999996,45]
[1646,20210310,"14시",13.9,40,8.9,23,8.9,23,8.1,32,4,48]
[1647,20210310,"15시",15.1,34,10.4,20,10.4,20,8.1999999999999993,30,4.5,48]
[1648,20210310,"16시",16.399999999999999,30,10.199999999999999,19,10.199999999999999,19,8.4,29,4,52]
[1649,20210310,"17시",17,32,10.4,19,10.4,19,8.6999999999999993,29,3.6,57]
[1650,20210310,"18시",16.3,31,9.6999999999999993,20,9.6999999999999993,20,7.5,30,2.5,68]
[1651,20210311,"19시",14.1,42,7.8,23,7.8,23,6.4,34,1.9,74]
[1652,20210311,"20시",11.7,51,6.2,25,6.2,25,4.3,44,1.8,76]
[1653,20210311,"21시",10.7,58,5.4,27,5.4,27,3.2,52,1.6,81]
[1654,20210311,"22시",9.9,59,4.8,25,4.8,25,2.2000000000000002,59,1.5,80]
[1655,20210311,"23시",9,58,3.8,31,3.8,31,1.4,66,1.4,81]
[1656,20210311,"24시",8.1,61,2.7,32,2.7,32,1.1000000000000001,67,1.4,81]
[1657,20210311,"1시",7.1,66,2.1,32,2.1,32,0.1,71,1.2,84]
[1658,20210311,"2시",6.5,69,1.4,36,1.4,36,-0.2,72,0.9,85]
[1659,20210311,"3시",6.2,70,0.7,40,0.7,40,-0.8,73,0.7,90]
[1660,20210311,"4시",5.9,71,0,43,0,43,-0.8,74,0.3,93]
[1661,20210311,"5시",5.7,72,-0.3,42,-0.3,42,-1.4,76,0.1,92]
[1662,20210311,"6시",5.2,75,-0.5,42,-0.5,42,-1.9,78,0.1,90]
[1663,20210311,"7시",4.8,77,-0.7,43,-0.7,43,-2.2000000000000002,79,0.5,88]
[1664,20210311,"8시",4.8,80,-0.8,47,-0.8,47,-2.2000000000000002,80,0.8,86]
[1665,20210311,"9시",5,79,0.1,46,0.1,46,-1,76,2.1,83]
[1666,20210311,"10시",6.7,75,1.7,43,1.7,43,1.1000000000000001,67,3.7,77]
[1667,20210311,"11시",9.5,63,3.4,41,3.4,41,2.9,60,5.0999999999999996,70]
[1668,20210311,"12시",11.7,51,4.8,37,4.8,37,6.1,43,6.5,63]
[1669,20210311,"13시",13.7,40,6.1,33,6.1,33,8.5,26,6.3,67]
[1670,20210311,"14시",15.2,36,7.7,31,7.7,31,12.2,20,7.6,65]
[1671,20210311,"15시",16.100000000000001,30,8.3000000000000007,31,8.3000000000000007,31,14.3,15,7.3,66]
[1672,20210311,"16시",16.899999999999999,26,9.1,28,9.1,28,14.5,13,7.8,67]
[1673,20210311,"17시",16.5,23,9.9,27,9.9,27,14.7,13,7,77]
[1674,20210311,"18시",14.2,37,8.1999999999999993,40,8.1999999999999993,40,14.3,14,6.4,80]
[1675,20210312,"19시",12.9,39,6,40,6,40,12.2,17,5.7,85]
[1676,20210312,"20시",12,45,4.7,49,4.7,49,10.1,16,5.5,87]
[1677,20210312,"21시",11.6,38,4.3,48,4.3,48,9,17,5.2,87]
[1678,20210312,"22시",11,34,3.5,51,3.5,51,7.4,31,4.8,84]
[1679,20210312,"23시",10.5,37,3,50,3,50,6.6,47,4.4000000000000004,87]
[1680,20210312,"24시",10.1,41,2.7,54,2.7,54,5.5,41,4.2,87]
[1681,20210312,"1시",9.9,44,2.2000000000000002,51,2.2000000000000002,51,5.4,37,4.3,89]
[1682,20210312,"2시",9.5,47,2.4,40,2.4,40,5.5,50,4.4000000000000004,92]
[1683,20210312,"3시",9.6,48,2.2999999999999998,46,2.2999999999999998,46,5.0999999999999996,58,4.5,94]
[1684,20210312,"4시",9.6,49,1.7,43,1.7,43,4.0999999999999996,61,4.3,93]
[1685,20210312,"5시",9.4,50,1.2,46,1.2,46,4.9000000000000004,63,4,94]
[1686,20210312,"6시",9.5,52,1,38,1,38,5.3,63,3.9,91]
[1687,20210312,"7시",9.1999999999999993,57,0.9,36,0.9,36,5.4,60,3.8,91]
[1688,20210312,"8시",9,57,0.7,39,0.7,39,6.3,61,4.8,86]
[1689,20210312,"9시",8.9,57,1.7,35,1.7,35,6.7,63,6.3,78]
[1690,20210312,"10시",9.8000000000000007,54,2.6,36,2.6,36,8.1,59,7.5,73]
[1691,20210312,"11시",10.7,52,4.8,34,4.8,34,9,58,7.2,84]
[1692,20210312,"12시",12.3,46,6.3,34,6.3,34,8.1999999999999993,75,7.5,83]
[1693,20210312,"13시",13.8,42,8.6999999999999993,31,8.6999999999999993,31,8.1999999999999993,86,8.5,80]
[1694,20210312,"14시",14.8,41,9.5,24,9.5,24,8.8000000000000007,92,8.3000000000000007,80]
[1695,20210312,"15시",12.9,57,9.6999999999999993,30,9.6999999999999993,30,11.1,91,7.6,87]
[1696,20210312,"16시",12.4,64,9.4,31,9.4,31,11.5,88,7.1,95]
[1697,20210312,"17시",12.5,59,8.9,30,8.9,30,11.8,88,6.6,99]
[1698,20210312,"18시",12.8,58,8,33,8,33,11.3,91,6.7,92]
[1699,20210313,"19시",12.4,57,6.9,35,6.9,35,10.9,93,6.7,90]
[1700,20210313,"20시",11.3,62,6,36,6,36,10.6,94,6.6,90]
[1701,20210313,"21시",10.3,64,5.7,36,5.7,36,10.6,95,6.2,89]
[1702,20210313,"22시",9.4,65,5.5,37,5.5,37,10.6,95,5.7,89]
[1703,20210313,"23시",8.4,68,5.4,40,5.4,40,10.5,95,5.2,89]
[1704,20210313,"24시",7.7,68,5.4,38,5.4,38,9.5,95,5,89]
[1705,20210313,"1시",7.2,68,5.3,38,5.3,38,8.5,95,5,86]
[1706,20210313,"2시",6.8,70,5.4,42,5.4,42,8.3000000000000007,95,4.8,83]
[1707,20210313,"3시",6.4,71,5.5,45,5.5,45,8.1,94,4.8,83]
[1708,20210313,"4시",6,73,5.6,43,5.6,43,7.7,93,4.9000000000000004,80]
[1709,20210313,"5시",5.4,77,5.8,40,5.8,40,6.9,91,4.5999999999999996,76]
[1710,20210313,"6시",5.2,77,5.6,39,5.6,39,6.8,90,4.4000000000000004,75]
[1711,20210313,"7시",5,79,6,39,6,39,6.4,89,4.2,74]
[1712,20210313,"8시",4.5999999999999996,79,5.6,44,5.6,44,6.2,89,4.5999999999999996,71]
[1713,20210313,"9시",5.6,79,6.2,42,6.2,42,6.3,87,5.2,66]
[1714,20210313,"10시",7.5,70,7.7,37,7.7,37,6.5,86,5.5,58]
[1715,20210313,"11시",9.4,59,9.4,31,9.4,31,6.5,85,6.2,55]
[1716,20210313,"12시",11.1,51,10.3,36,10.3,36,6.3,84,6.6,52]
[1717,20210313,"13시",12.1,45,10.3,38,10.3,38,5.8,89,7.1,50]
[1718,20210313,"14시",13.4,45,10.199999999999999,41,10.199999999999999,41,5.5,93,6.9,51]
[1719,20210313,"15시",14,42,10.3,40,10.3,40,5,93,6.8,55]
[1720,20210313,"16시",13.7,43,9.9,43,9.9,43,5.0999999999999996,94,6.7,55]
[1721,20210313,"17시",13.8,45,9.1,45,9.1,45,5.3,90,6.3,55]
[1722,20210313,"18시",13.1,50,8.5,46,8.5,46,4.7,84,5.7,63]
[1723,20210314,"19시",11.5,55,8.1,49,8.1,49,4.2,85,5.2,60]
[1724,20210314,"20시",10.3,60,7.7,52,7.7,52,3.8,86,4.8,62]
[1725,20210314,"21시",9.9,62,7.3,55,7.3,55,3.6,84,3.9,61]
[1726,20210314,"22시",9.6,64,7,56,7,56,3.4,85,3.4,61]
[1727,20210314,"23시",9.1999999999999993,66,6.6,55,6.6,55,3.2,84,3,64]
[1728,20210314,"24시",8.4,70,6.6,51,6.6,51,3.2,84,2.4,66]
[1729,20210314,"1시",7.8,73,6.4,52,6.4,52,3.1,85,1.8,66]
[1730,20210314,"2시",7.3,76,6.2,52,6.2,52,2.9,87,1.4,67]
[1731,20210314,"3시",6.9,79,6.1,52,6.1,52,3,84,0.9,70]
[1732,20210314,"4시",6.3,81,5.8,51,5.8,51,2.7,84,0.8,67]
[1733,20210314,"5시",6,85,5.7,52,5.7,52,2.1,86,0.6,65]
[1734,20210314,"6시",5.5,86,5.0999999999999996,54,5.0999999999999996,54,2.4,85,0.2,66]
[1735,20210314,"7시",5.4,88,4.5999999999999996,56,4.5999999999999996,56,2.4,86,0,70]
[1736,20210314,"8시",5,89,4.2,58,4.2,58,1.8,88,1.4,63]
[1737,20210314,"9시",5.2,91,5.2,55,5.2,55,2.7,85,3.2,54]
[1738,20210314,"10시",6.6,88,7.8,53,7.8,53,3.2,79,4.4000000000000004,53]
[1739,20210314,"11시",8.5,80,10.4,49,10.4,49,3.2,79,4.9000000000000004,55]
[1740,20210314,"12시",10.4,70,12.3,45,12.3,45,4.0999999999999996,88,5.9,55]
[1741,20210314,"13시",11.9,65,14,41,14,41,5.8,71,6,62]
[1742,20210314,"14시",12.9,59,14.3,38,14.3,38,7.1,48,6,73]
[1743,20210314,"15시",13.7,56,12,56,12,56,7.7,47,6.4,69]
[1744,20210314,"16시",14.4,49,11,59,11,59,7.8,38,6.2,67]
[1745,20210314,"17시",14.6,50,9.6,65,9.6,65,8.8000000000000007,34,5.4,62]
[1746,20210314,"18시",13.8,51,9.4,64,9.4,64,7.5,37,4.5,71]
[1747,20210315,"19시",11.9,59,8.5,68,8.5,68,6.1,43,3.8,73]
[1748,20210315,"20시",10.4,64,7.2,67,7.2,67,5.0999999999999996,55,3.5,74]
[1749,20210315,"21시",9.5,69,6.4,68,6.4,68,4.5999999999999996,61,3.2,81]
[1750,20210315,"22시",9,68,5.8,68,5.8,68,3.8,65,2.9,76]
[1751,20210315,"23시",8.6999999999999993,68,5.3,67,5.3,67,3.6,68,2.8,79]
[1752,20210315,"24시",8.5,71,4.5999999999999996,68,4.5999999999999996,68,3.1,71,2.6,84]
[1753,20210315,"1시",7.6,73,4.4000000000000004,66,4.4000000000000004,66,2.1,76,2.1,84]
[1754,20210315,"2시",7,75,4.4000000000000004,63,4.4000000000000004,63,1.5,81,2.2000000000000002,89]
[1755,20210315,"3시",6.7,78,4,64,4,64,1.3,82,2.2999999999999998,85]
[1756,20210315,"4시",6.4,81,3.8,64,3.8,64,1,83,2.2000000000000002,91]
[1757,20210315,"5시",5.9,82,3.3,67,3.3,67,0.8,85,1.8,91]
[1758,20210315,"6시",5.6,83,3.5,67,3.5,67,0.3,88,2,93]
[1759,20210315,"7시",5.2,84,3.7,66,3.7,66,0.2,88,2.1,90]
[1760,20210315,"8시",5.0999999999999996,87,3.6,67,3.6,67,0.1,89,3.1,88]
[1761,20210315,"9시",6,86,5.5,52,5.5,52,1.2,85,4.4000000000000004,82]
[1762,20210315,"10시",7.6,80,8.1999999999999993,47,8.1999999999999993,47,3.8,75,6.1,77]
[1763,20210315,"11시",9.5,72,10.8,37,10.8,37,6.4,65,7.8,73]
[1764,20210315,"12시",12,60,12.2,36,12.2,36,10.3,54,9,72]
[1765,20210315,"13시",13.3,54,11.5,40,11.5,40,12.3,47,10.3,65]
[1766,20210315,"14시",14.4,49,11.4,38,11.4,38,13.9,44,10.7,65]
[1767,20210315,"15시",14.8,45,11.6,36,11.6,36,14.9,38,10.9,64]
[1768,20210315,"16시",15.6,43,11.5,37,11.5,37,14.1,39,10.5,70]
[1769,20210315,"17시",15.4,41,11.4,40,11.4,40,14.3,41,9.8000000000000007,74]
[1770,20210315,"18시",14.9,40,11.1,42,11.1,42,13.3,45,9.1,77]
[1771,20210316,"19시",13.7,49,9.8000000000000007,47,9.8000000000000007,47,12.2,48,8.6999999999999993,77]
[1772,20210316,"20시",12.9,51,9.3000000000000007,53,9.3000000000000007,53,10.7,61,8.4,82]
[1773,20210316,"21시",12.7,57,9.3000000000000007,49,9.3000000000000007,49,9.8000000000000007,66,7.9,86]
[1774,20210316,"22시",12.6,65,9,51,9,51,9,75,7.3,89]
[1775,20210316,"23시",12.3,71,8.8000000000000007,56,8.8000000000000007,56,8.3000000000000007,77,7.4,84]
[1776,20210316,"24시",11.5,85,8.1999999999999993,53,8.1999999999999993,53,8,76,7.1,86]
[1777,20210316,"1시",10.7,94,7.8,44,7.8,44,7.6,75,6.8,89]
[1778,20210316,"2시",9.8000000000000007,94,7.8,39,7.8,39,7.2,78,7,89]
[1779,20210316,"3시",9.3000000000000007,95,7.9,38,7.9,38,6.7,81,6.9,91]
[1780,20210316,"4시",9.1999999999999993,94,7.7,46,7.7,46,6.5,77,7.1,90]
[1781,20210316,"5시",8.9,91,7.8,40,7.8,40,6.2,79,7.1,91]
[1782,20210316,"6시",7.8,82,7.9,40,7.9,40,6.4,80,6.9,93]
[1783,20210316,"7시",6.6,71,7.6,44,7.6,44,5.8,81,6.7,93]
[1784,20210316,"8시",5.6,59,7.4,51,7.4,51,5.0999999999999996,85,7.2,91]
[1785,20210316,"9시",5.4,54,8.3000000000000007,46,8.3000000000000007,46,5.5,82,8.1999999999999993,85]
[1786,20210316,"10시",6.2,55,10.5,39,10.5,39,8.6999999999999993,75,9.5,79]
[1787,20210316,"11시",7.6,47,12.1,39,12.1,39,12,62,12.2,68]
[1788,20210316,"12시",8.5,38,13,40,13,40,14.5,56,13.6,63]
[1789,20210316,"13시",10.199999999999999,34,13.4,27,13.4,27,16.5,48,13.2,68]
[1790,20210316,"14시",11.5,30,15,38,15,38,17.8,43,13.9,66]
[1791,20210316,"15시",12.6,30,15.6,33,15.6,33,18.7,41,14.3,67]
[1792,20210316,"16시",12.6,27,14.6,43,14.6,43,19.399999999999999,36,12.4,75]
[1793,20210316,"17시",12.4,28,14.4,42,14.4,42,19.100000000000001,37,10.9,83]
[1794,20210316,"18시",12,37,13.8,45,13.8,45,18.3,39,9.5,91]
[1795,20210317,"19시",10.5,41,13.6,49,13.6,49,15.7,53,8.6999999999999993,95]
[1796,20210317,"20시",9.1,41,11.8,62,11.8,62,13.8,64,8.3000000000000007,96]
[1797,20210317,"21시",7.9,43,11.4,62,11.4,62,12.6,65,8.8000000000000007,93]
[1798,20210317,"22시",6.6,48,11,57,11,57,11.5,69,8.9,96]
[1799,20210317,"23시",6,48,10.9,60,10.9,60,10.8,74,8.8000000000000007,98]
[1800,20210317,"24시",5.7,48,10.7,63,10.7,63,10,80,8.6999999999999993,99]
[1801,20210317,"1시",4.9000000000000004,50,10.9,62,10.9,62,9.1,77,8.6,99]
[1802,20210317,"2시",4.5,50,10.5,66,10.5,66,8.6,83,8.8000000000000007,98]
[1803,20210317,"3시",4.0999999999999996,54,10,71,10,71,8.4,86,8.9,94]
[1804,20210317,"4시",3.6,52,9.4,63,9.4,63,7.5,88,8.9,93]
[1805,20210317,"5시",3.2,54,8.8000000000000007,59,8.8000000000000007,59,7.6,88,8.9,92]
[1806,20210317,"6시",2.7,56,9.6999999999999993,54,9.6999999999999993,54,8.1999999999999993,80,8.9,91]
[1807,20210317,"7시",2.2000000000000002,57,8.4,61,8.4,61,8.1999999999999993,82,8.8000000000000007,94]
[1808,20210317,"8시",1.9,61,8,61,8,61,7.3,85,9.1,96]
[1809,20210317,"9시",2.8,58,10,53,10,53,9,81,10.1,93]
[1810,20210317,"10시",5.8,50,13.1,43,13.1,43,13.7,69,11.2,93]
[1811,20210317,"11시",8.5,45,16.5,39,16.5,39,16.899999999999999,56,13.5,81]
[1812,20210317,"12시",10.6,39,16.600000000000001,39,16.600000000000001,39,18.7,48,16.2,70]
[1813,20210317,"13시",12.7,35,15.1,48,15.1,48,20.5,41,17.5,66]
[1814,20210317,"14시",14.2,31,16.100000000000001,49,16.100000000000001,49,20.399999999999999,41,17.399999999999999,68]
[1815,20210317,"15시",15.5,29,15.7,57,15.7,57,19.3,45,16.2,70]
[1816,20210317,"16시",16.7,25,15.5,57,15.5,57,16.7,52,14.2,74]
[1817,20210317,"17시",17.399999999999999,24,15.2,53,15.2,53,14.4,66,13,80]
[1818,20210317,"18시",16.399999999999999,34,14.2,59,14.2,59,13.1,81,11.1,99]
[1819,20210318,"19시",13.7,39,13.8,58,13.8,58,12.6,86,10.9,99]
[1820,20210318,"20시",11,45,13.6,51,13.6,51,13.1,85,11.8,99]
[1821,20210318,"21시",9.5,50,13.1,51,13.1,51,13.9,82,12.4,95]
[1822,20210318,"22시",8.6,53,12.9,64,12.9,64,13.6,88,12.3,97]
[1823,20210318,"23시",8.8000000000000007,45,12.6,61,12.6,61,13.7,91,11.4,99]
[1824,20210318,"24시",7.9,45,12.2,72,12.2,72,14,89,11,99]
[1825,20210318,"1시",7.2,48,12.6,65,12.6,65,13.7,92,9.3000000000000007,99]
[1826,20210318,"2시",6.9,55,12.7,62,12.7,62,14,93,8.1,99]
[1827,20210318,"3시",6.2,59,12,83,12,83,13.6,94,7.5,99]
[1828,20210318,"4시",5.9,62,11.9,86,11.9,86,13.3,94,6.9,99]
[1829,20210318,"5시",5.5,63,12,95,12,95,13.2,95,6.5,99]
[1830,20210318,"6시",5.4,64,11.9,98,11.9,98,13.1,95,6.3,99]
[1831,20210318,"7시",5.0999999999999996,67,12,99,12,99,12.9,93,6,99]
[1832,20210318,"8시",5.0999999999999996,67,12.2,99,12.2,99,12.6,92,6.2,99]
[1833,20210318,"9시",6.1,67,12.4,99,12.4,99,12.6,91,6.7,99]
[1834,20210318,"10시",8.8000000000000007,58,12.6,99,12.6,99,12.5,87,7.7,99]
[1835,20210318,"11시",11.5,52,12.5,99,12.5,99,12.1,88,8.9,99]
[1836,20210318,"12시",13.6,46,12.5,100,12.5,100,11.7,91,10.199999999999999,85]
[1837,20210318,"13시",15.2,43,12.6,100,12.6,100,13,84,10.8,76]
[1838,20210318,"14시",16.600000000000001,40,12.6,100,12.6,100,15.7,68,12.4,68]
[1839,20210318,"15시",16.3,40,12.8,100,12.8,100,17,58,12.7,67]
[1840,20210318,"16시",17.8,36,13,100,13,100,17.100000000000001,39,12.7,66]
[1841,20210318,"17시",18.100000000000001,34,13,100,13,100,17.5,34,11.7,69]
[1842,20210318,"18시",16.899999999999999,37,13,100,13,100,16,36,10.3,68]
[1843,20210319,"19시",15.3,40,13.2,100,13.2,100,14.8,32,8.6999999999999993,79]
[1844,20210319,"20시",14.2,46,13.2,100,13.2,100,13.7,32,7.4,88]
[1845,20210319,"21시",13.6,48,13.3,100,13.3,100,11.4,51,7.1,87]
[1846,20210319,"22시",13.3,48,13.4,100,13.4,100,9.6999999999999993,62,6.8,87]
[1847,20210319,"23시",12.9,48,13.3,100,13.3,100,8.6999999999999993,68,6.9,89]
[1848,20210319,"24시",12.7,47,13.4,100,13.4,100,7.6,74,6.5,92]
[1849,20210319,"1시",12.5,47,13,99,13,99,7.8,72,6.4,92]
[1850,20210319,"2시",12.4,49,12.5,99,12.5,99,7.5,76,7,84]
[1851,20210319,"3시",12.5,52,12.4,96,12.4,96,7,78,7,82]
[1852,20210319,"4시",12.4,55,12.2,94,12.2,94,6.7,78,7,82]
[1853,20210319,"5시",12.2,55,12.3,89,12.3,89,6.4,78,7.5,78]
[1854,20210319,"6시",12,57,11.9,83,11.9,83,6.9,78,7.6,77]
[1855,20210319,"7시",11.6,59,11.3,91,11.3,91,7.2,78,7.7,72]
[1856,20210319,"8시",11.6,60,11.1,86,11.1,86,7.8,75,8.3000000000000007,67]
[1857,20210319,"9시",11.6,61,12.8,79,12.8,79,8.4,75,9,63]
[1858,20210319,"10시",12.9,55,15,67,15,67,10,68,9.8000000000000007,62]
[1859,20210319,"11시",14.4,48,16.600000000000001,63,16.600000000000001,63,10.1,70,10.9,62]
[1860,20210319,"12시",15.6,43,17.8,57,17.8,57,11.1,64,10.9,62]
[1861,20210319,"13시",17.399999999999999,37,18.8,50,18.8,50,11.9,61,10.8,64]
[1862,20210319,"14시",18.399999999999999,36,17.100000000000001,50,17.100000000000001,50,13.3,55,10.9,67]
[1863,20210319,"15시",19.2,34,16.399999999999999,52,16.399999999999999,52,14.4,48,10.3,74]
[1864,20210319,"16시",19.8,35,15.6,50,15.6,50,15.4,45,10.3,72]
[1865,20210319,"17시",20.2,33,14.3,57,14.3,57,15.5,44,9.4,78]
[1866,20210319,"18시",19.899999999999999,35,13.6,56,13.6,56,15.2,42,8.6999999999999993,81]
[1867,20210320,"19시",18,42,11.8,63,11.8,63,13.9,47,7.4,84]
[1868,20210320,"20시",16.100000000000001,49,11.1,63,11.1,63,13,59,6.7,79]
[1869,20210320,"21시",15.5,50,10.9,60,10.9,60,11.9,65,6,81]
[1870,20210320,"22시",15.2,51,10.9,60,10.9,60,11,67,5.6,89]
[1871,20210320,"23시",14.8,53,10.7,59,10.7,59,10.9,69,5.3,86]
[1872,20210320,"24시",14.8,50,10.6,56,10.6,56,10.5,69,5.3,87]
[1873,20210320,"1시",14.7,49,10.4,58,10.4,58,10.6,69,5.0999999999999996,96]
[1874,20210320,"2시",14.2,49,9.9,59,9.9,59,10.1,71,5.0999999999999996,94]
[1875,20210320,"3시",13.7,48,10,54,10,54,9.6,73,5.2,99]
[1876,20210320,"4시",13.3,47,9.6999999999999993,58,9.6999999999999993,58,8.8000000000000007,71,5.0999999999999996,95]
[1877,20210320,"5시",12.7,47,9.4,66,9.4,66,7.9,55,5.2,98]
[1878,20210320,"6시",12.2,44,9,72,9,72,7.6,56,5.6,96]
[1879,20210320,"7시",12,46,9,73,9,73,6.5,60,6,85]
[1880,20210320,"8시",11.8,46,9.1999999999999993,72,9.1999999999999993,72,6.2,62,5.8,83]
[1881,20210320,"9시",11.4,53,9.8000000000000007,71,9.8000000000000007,71,6.6,66,7.1,63]
[1882,20210320,"10시",10.6,59,10.9,64,10.9,64,6.8,62,7.9,62]
[1883,20210320,"11시",9.1,81,12.8,55,12.8,55,7.2,64,8.5,64]
[1884,20210320,"12시",8.8000000000000007,83,12.5,54,12.5,54,9.4,56,8.8000000000000007,66]
[1885,20210320,"13시",8.8000000000000007,87,13.1,52,13.1,52,10.3,46,9.6999999999999993,52]
[1886,20210320,"14시",8.8000000000000007,89,12.7,55,12.7,55,10.4,45,9.6999999999999993,49]
[1887,20210320,"15시",9,89,13.1,54,13.1,54,9.6999999999999993,41,9.4,50]
[1888,20210320,"16시",9.1999999999999993,90,13.8,52,13.8,52,9.6999999999999993,40,9.5,54]
[1889,20210320,"17시",9.5,88,11.8,57,11.8,57,7.6,47,8.5,53]
[1890,20210320,"18시",9.5,86,11.8,55,11.8,55,6.7,53,7.9,52]
[1891,20210321,"19시",9.4,87,10.199999999999999,61,10.199999999999999,61,5.3,54,5.2,81]
[1892,20210321,"20시",8.9,92,9.4,62,9.4,62,4.9000000000000004,54,4.9000000000000004,81]
[1893,20210321,"21시",8.6,90,9.3000000000000007,65,9.3000000000000007,65,4.8,53,3.5,94]
[1894,20210321,"22시",8.3000000000000007,92,9.1999999999999993,63,9.1999999999999993,63,5,56,3.7,89]
[1895,20210321,"23시",7.9,89,9.1999999999999993,63,9.1999999999999993,63,5.0999999999999996,58,3.7,87]
[1896,20210321,"24시",7.7,89,9.1,62,9.1,62,5.0999999999999996,60,3.7,86]
[1897,20210321,"1시",7.4,89,8.6,64,8.6,64,5.3,61,3.5,87]
[1898,20210321,"2시",7.1,88,8.1,63,8.1,63,5,63,3.5,84]
[1899,20210321,"3시",6.7,88,8.1,63,8.1,63,4.9000000000000004,64,3.5,65]
[1900,20210321,"4시",6.2,87,7.5,65,7.5,65,4.4000000000000004,67,3.1,65]
[1901,20210321,"5시",5.5,79,7.7,64,7.7,64,4.0999999999999996,66,2.8,68]
[1902,20210321,"6시",5.0999999999999996,83,7.8,65,7.8,65,3.4,69,2.9,65]
[1903,20210321,"7시",4.7,86,7.8,65,7.8,65,3.6,69,2.7,65]
[1904,20210321,"8시",4.7,85,8,65,8,65,3.3,74,3.4,60]
[1905,20210321,"9시",4.9000000000000004,86,9.6999999999999993,59,9.6999999999999993,59,4.0999999999999996,70,4.2,58]
[1906,20210321,"10시",5.5,80,11.6,55,11.6,55,5.4,60,5.2,51]
[1907,20210321,"11시",5.9,75,13.4,53,13.4,53,6.5,48,6.4,43]
[1908,20210321,"12시",6.7,73,13.5,56,13.5,56,7.3,35,7.9,37]
[1909,20210321,"13시",8,57,14,52,14,52,8.4,31,8.8000000000000007,37]
[1910,20210321,"14시",6.7,70,14,55,14,55,8.6999999999999993,32,9.6999999999999993,34]
[1911,20210321,"15시",7.9,58,12.6,57,12.6,57,9.3000000000000007,26,10.6,30]
[1912,20210321,"16시",8,48,13.1,52,13.1,52,9.5,25,10.8,31]
[1913,20210321,"17시",7.8,46,12.2,50,12.2,50,10.199999999999999,28,9.6999999999999993,57]
[1914,20210321,"18시",7.2,48,11.6,52,11.6,52,9,29,8.6999999999999993,54]
[1915,20210322,"19시",6.1,50,10.5,56,10.5,56,8.6999999999999993,31,7.2,53]
[1916,20210322,"20시",5.3,54,9.6,58,9.6,58,7.5,33,6.4,60]
[1917,20210322,"21시",5.2,56,9.1999999999999993,60,9.1999999999999993,60,6.3,44,6.1,63]
[1918,20210322,"22시",4.5999999999999996,56,8.8000000000000007,62,8.8000000000000007,62,5.5,50,5.9,64]
[1919,20210322,"23시",3.9,60,8.3000000000000007,66,8.3000000000000007,66,5.2,56,5.5,59]
[1920,20210322,"24시",3.5,63,8.6,66,8.6,66,5.0999999999999996,55,5,84]
[1921,20210322,"1시",3.2,63,8.4,70,8.4,70,4,59,4.5999999999999996,89]
[1922,20210322,"2시",2.8,63,8.3000000000000007,69,8.3000000000000007,69,3.5,62,4.3,94]
[1923,20210322,"3시",2.5,63,8.3000000000000007,70,8.3000000000000007,70,2.4,71,4.3,94]
[1924,20210322,"4시",2.2000000000000002,64,8.1999999999999993,72,8.1999999999999993,72,2.1,73,3.9,92]
[1925,20210322,"5시",1.9,67,8.1999999999999993,74,8.1999999999999993,74,1.8,74,3.6,86]
[1926,20210322,"6시",1.7,68,7.8,73,7.8,73,1.7,75,3.5,92]
[1927,20210322,"7시",1.5,69,7.3,76,7.3,76,1,77,3.7,95]
[1928,20210322,"8시",1.1000000000000001,70,7.4,76,7.4,76,0.5,79,4.7,90]
[1929,20210322,"9시",2.2999999999999998,68,8.9,71,8.9,71,2.2000000000000002,70,6.2,82]
[1930,20210322,"10시",4.8,54,11.5,63,11.5,63,5.2,55,7.8,78]
[1931,20210322,"11시",6.7,49,13.9,51,13.9,51,8.3000000000000007,46,9.3000000000000007,74]
[1932,20210322,"12시",8.1999999999999993,42,15.6,48,15.6,48,11.2,45,10.1,71]
[1933,20210322,"13시",9.9,36,16.399999999999999,41,16.399999999999999,41,12.1,44,10.9,68]
[1934,20210322,"14시",10.199999999999999,36,14.8,58,14.8,58,13.1,41,11.4,72]
[1935,20210322,"15시",10.6,36,16.3,51,16.3,51,15.2,37,11.6,69]
[1936,20210322,"16시",10.6,40,15.8,45,15.8,45,16.5,38,12.2,68]
[1937,20210322,"17시",10.6,40,16.2,44,16.2,44,16.5,35,11.4,68]
[1938,20210322,"18시",10.8,27,15.5,57,15.5,57,15.9,37,10.199999999999999,81]
[1939,20210323,"19시",9.3000000000000007,34,14.9,53,14.9,53,13.9,48,8.5,89]
[1940,20210323,"20시",8.1,42,13.4,64,13.4,64,11.6,57,8,91]
[1941,20210323,"21시",7.1,59,12.2,66,12.2,66,10.3,62,7.6,91]
[1942,20210323,"22시",6.4,65,12.7,56,12.7,56,9.6,65,7.2,93]
[1943,20210323,"23시",5.8,69,12.2,62,12.2,62,9,68,7.3,93]
[1944,20210323,"24시",5.4,78,11.5,63,11.5,63,8.4,72,6.8,97]
[1945,20210323,"1시",5.0999999999999996,80,11.5,75,11.5,75,7.4,75,6.7,95]
[1946,20210323,"2시",4.8,80,11,76,11,76,6.5,78,6.5,98]
[1947,20210323,"3시",4.3,79,10.9,77,10.9,77,6.4,79,6.4,98]
[1948,20210323,"4시",3.8,80,10.3,67,10.3,67,5.7,84,6.2,99]
[1949,20210323,"5시",3.3,84,9.8000000000000007,67,9.8000000000000007,67,4.9000000000000004,85,5.9,99]
[1950,20210323,"6시",2.7,86,9.3000000000000007,70,9.3000000000000007,70,4.5999999999999996,87,5.6,99]
[1951,20210323,"7시",2.9,90,8.9,73,8.9,73,4.3,87,5.5,99]
[1952,20210323,"8시",2.8,87,8.6,75,8.6,75,3.7,88,6.5,93]
[1953,20210323,"9시",3.9,84,9.5,71,9.5,71,4.7,83,8.1999999999999993,80]
[1954,20210323,"10시",6.3,75,11.5,63,11.5,63,6.2,80,9.6999999999999993,69]
[1955,20210323,"11시",8.5,68,12.7,59,12.7,59,8.6,71,10.9,63]
[1956,20210323,"12시",10.8,61,14.7,50,14.7,50,12.7,50,11.8,60]
[1957,20210323,"13시",12.8,55,14.6,55,14.6,55,14.9,32,11.8,60]
[1958,20210323,"14시",14.6,48,14.3,54,14.3,54,16.100000000000001,31,11.8,60]
[1959,20210323,"15시",15.5,46,14.9,52,14.9,52,17.7,22,11.4,63]
[1960,20210323,"16시",16,39,13.8,54,13.8,54,18.5,18,11.2,65]
[1961,20210323,"17시",15.3,37,12.9,60,12.9,60,17.399999999999999,17,10.4,67]
[1962,20210323,"18시",14.8,35,12,62,12,62,17,20,9.6,71]
[1963,20210324,"19시",12.7,49,11.1,64,11.1,64,15.2,24,8.6999999999999993,77]
[1964,20210324,"20시",11.2,54,10.6,65,10.6,65,13.2,27,8,82]
[1965,20210324,"21시",10.199999999999999,55,10,71,10,71,11.6,34,7.9,80]
[1966,20210324,"22시",9.5,57,9.5,76,9.5,76,10.3,39,7.6,81]
[1967,20210324,"23시",9.1999999999999993,57,9.1999999999999993,75,9.1999999999999993,75,10.199999999999999,40,7.5,78]
[1968,20210324,"24시",8.6999999999999993,57,9.1,72,9.1,72,8.5,46,7.4,77]
[1969,20210324,"1시",8.5,63,8.1999999999999993,80,8.1999999999999993,80,7.8,50,7.1,81]
[1970,20210324,"2시",8.3000000000000007,65,7.8,81,7.8,81,6.4,58,7,81]
[1971,20210324,"3시",7.8,64,7.5,78,7.5,78,6.1,60,6.6,84]
[1972,20210324,"4시",7.7,69,7.1,78,7.1,78,5.4,63,6.2,82]
[1973,20210324,"5시",7.3,67,6.3,82,6.3,82,4.9000000000000004,67,6.1,81]
[1974,20210324,"6시",6.6,72,5.5,80,5.5,80,3.9,71,6.1,75]
[1975,20210324,"7시",5.9,76,5.5,75,5.5,75,3.3,71,6.3,71]
[1976,20210324,"8시",5.9,80,5.4,75,5.4,75,3.3,72,7.4,62]
[1977,20210324,"9시",6.6,74,6.2,69,6.2,69,4.5,68,8.9,54]
[1978,20210324,"10시",8.6,63,8.6,59,8.6,59,7.5,57,10.4,50]
[1979,20210324,"11시",10.1,54,11.3,45,11.3,45,10.3,43,11.8,45]
[1980,20210324,"12시",12,51,11.3,41,11.3,41,13.7,39,12.5,53]
[1981,20210324,"13시",13.8,45,12.1,37,12.1,37,16.3,34,13.7,57]
[1982,20210324,"14시",15,41,12,41,12,41,17.5,32,13.4,62]
[1983,20210324,"15시",15.8,40,11.3,42,11.3,42,18.2,36,13.5,63]
[1984,20210324,"16시",16.600000000000001,41,12.3,43,12.3,43,17.899999999999999,32,12.5,67]
[1985,20210324,"17시",16.7,41,9.9,58,9.9,58,18.3,31,12,70]
[1986,20210324,"18시",15.4,47,9.6999999999999993,54,9.6999999999999993,54,17.2,35,11.9,72]
[1987,20210325,"19시",14.1,52,9.1999999999999993,52,9.1999999999999993,52,15.7,47,11.3,79]
[1988,20210325,"20시",11.9,61,7.7,59,7.7,59,14.8,53,11.5,78]
[1989,20210325,"21시",10.8,69,7.2,58,7.2,58,14.2,53,11.9,75]
[1990,20210325,"22시",10.5,70,7.2,59,7.2,59,14,55,12,75]
[1991,20210325,"23시",10,71,7.2,61,7.2,61,14.2,54,11.9,77]
[1992,20210325,"24시",9.3000000000000007,73,7.1,61,7.1,61,14.2,56,11.5,81]
[1993,20210325,"1시",9.1,76,7.1,62,7.1,62,13.9,60,11.4,83]
[1994,20210325,"2시",8.9,78,6.8,61,6.8,61,13.9,59,11,89]
[1995,20210325,"3시",8.9,79,6.7,61,6.7,61,13.8,59,10.4,95]
[1996,20210325,"4시",9,81,6.5,60,6.5,60,13.9,59,10,97]
[1997,20210325,"5시",9,83,6.6,61,6.6,61,13.9,58,9.8000000000000007,99]
[2001,20210325,"9시",8.8000000000000007,82,7.4,60,7.4,60,13.9,70,10.7,99]
[2004,20210325,"12시",14.6,59,9.1999999999999993,55,9.1999999999999993,55,14.8,73,14.1,82]
[2008,20210325,"16시",18.5,40,9.6999999999999993,54,9.6999999999999993,54,13.9,87,14.7,82]
[2011,20210326,"19시",15.5,55,9,55,9,55,13.7,93,13,96]
[2014,20210326,"22시",10,74,7.8,62,7.8,62,13.5,95,12.7,99]
[2015,20210326,"23시",8.6,80,7.4,62,7.4,62,13.3,95,12.6,99]
[2018,20210326,"2시",6.1,90,7,64,7,64,13.5,96,12.6,98]
[2023,20210326,"7시",5,93,5.9,71,5.9,71,12.9,96,11.6,95]
[2026,20210326,"10시",8.4,87,10,64,10,64,12.9,95,13,89]
[2029,20210326,"13시",15.4,47,8.6999999999999993,79,8.6999999999999993,79,13.1,95,16.8,68]
[2033,20210326,"17시",20.6,29,8.6,85,8.6,85,17.8,69,15.4,66]
[2036,20210327,"20시",16.899999999999999,37,6.9,86,6.9,86,15.7,75,9.9,87]
[2039,20210327,"23시",13.7,43,6.3,87,6.3,87,12.2,85,9.1,90]
[2040,20210327,"24시",13.1,47,6,90,6,90,11.5,87,8.3000000000000007,96]
[2043,20210327,"3시",12.1,51,4.4000000000000004,90,4.4000000000000004,90,8.8000000000000007,94,6.9,99]
[2048,20210327,"8시",10.3,53,4.7,85,4.7,85,8.8000000000000007,94,7.2,95]
[2051,20210327,"11시",13.1,46,9.8000000000000007,60,9.8000000000000007,60,11.6,81,12,71]
[2054,20210327,"14시",13.1,65,15,33,15,33,17.600000000000001,50,12.8,59]
[2058,20210327,"18시",11.1,93,13.5,36,13.5,36,20.7,33,11.5,85]
[2061,20210328,"21시",11.5,98,10.5,47,10.5,47,15.8,58,10.3,92]
[2062,20210328,"22시",11.7,99,9.6,55,9.6,55,15.3,62,10.1,89]
[2068,20210328,"4시",11.9,97,8.1999999999999993,45,8.1999999999999993,45,10.7,80,8.4,99]
[2069,20210328,"5시",10.6,97,7.5,45,7.5,45,10.1,86,8.8000000000000007,99]
[2073,20210328,"9시",7.8,100,8.5,35,8.5,35,10.9,82,10.7,99]
[2076,20210328,"12시",8.1999999999999993,99,14.5,25,14.5,25,19.8,45,17.399999999999999,60]
[2079,20210328,"15시",8.9,98,16.5,33,16.5,33,25.1,26,21.4,46]
[2083,20210329,"19시",8.8000000000000007,90,13.9,39,13.9,39,20.100000000000001,25,16.399999999999999,46]
[2086,20210329,"22시",9.3000000000000007,91,11.5,47,11.5,47,17.5,45,13.5,58]
[2087,20210329,"23시",9.4,92,10.8,51,10.8,51,16.899999999999999,60,13.7,65]
[2093,20210329,"5시",8.1999999999999993,96,10.5,64,10.5,64,17,66,14.3,65]
[2094,20210329,"6시",8.1999999999999993,96,10.5,60,10.5,60,13.9,88,14.7,66]
[2098,20210329,"10시",9.4,83,13,44,13,44,14.2,92,16.100000000000001,55]
[2101,20210329,"13시",13.5,36,15.5,44,15.5,44,15.8,89,17.3,68]
[2104,20210329,"16시",13,35,15.5,47,15.5,47,16.3,86,16.100000000000001,86]
[2108,20210330,"20시",10.7,42,13.8,65,13.8,65,15.3,90,14.1,99]
[2111,20210330,"23시",8.8000000000000007,52,13.6,71,13.6,71,14.8,93,12.4,99]
[2114,20210330,"2시",6.5,68,13.9,72,13.9,72,14.8,94,11.3,91]
[2116,20210330,"4시",5.2,76,13.7,74,13.7,74,14.5,90,10.7,82]
[2119,20210330,"7시",4.2,80,12.9,77,12.9,77,12.7,90,10.4,80]
[2123,20210330,"11시",11,44,16.7,58,16.7,58,14,74,14.8,62]
[2126,20210330,"14시",16,23,18.7,54,18.7,54,16.600000000000001,58,17.600000000000001,55]
[2130,20210330,"18시",17.7,25,15.7,64,15.7,64,16.5,57,14.9,69]
[2133,20210331,"21시",11.7,34,13.7,71,13.7,71,12.2,71,12.5,70]
[2136,20210331,"24시",9.6999999999999993,43,13.9,52,13.9,52,10.4,78,10.7,79]
[2139,20210331,"3시",8.1,51,12.9,62,12.9,62,9.3000000000000007,86,9.1999999999999993,93]
[2141,20210331,"5시",7.3,56,12.2,68,12.2,68,8,90,8.1999999999999993,86]
[2144,20210331,"8시",6,63,11.6,66,11.6,66,8.4,89,9.3000000000000007,90]
[2148,20210331,"12시",15.5,36,18.3,53,18.3,53,13.6,68,15.4,53]
[2151,20210331,"15시",21.4,19,17.899999999999999,68,17.899999999999999,68,19.8,32,16.600000000000001,45]
[2155,20210401,"19시",21.1,22,15.7,81,15.7,81,17.8,42,12.8,53]
[2158,20210401,"22시",16.8,37,13.8,84,13.8,84,13.7,51,11.3,54]
[2161,20210401,"1시",13.5,47,12.9,88,12.9,88,10.8,68,11.5,51]
[2164,20210401,"4시",13.1,43,12,88,12,88,9.6,76,10.8,57]
[2166,20210401,"6시",13,44,11.3,87,11.3,87,8.1999999999999993,83,10,71]
[2170,20210401,"10시",16.2,38,16.899999999999999,53,16.899999999999999,53,12.2,64,14,48]
[2173,20210401,"13시",21.7,21,21.5,39,21.5,39,21.1,31,18.3,34]
[2176,20210401,"16시",23.2,19,20.2,48,20.2,48,23.3,22,19,33]
[2180,20210402,"20시",20.6,25,16.399999999999999,51,16.399999999999999,51,17.5,34,13.4,34]
[2183,20210402,"23시",16.5,38,15.1,56,15.1,56,14.4,50,12.7,38]
[2185,20210402,"1시",14.6,41,13.9,61,13.9,61,13.3,49,11.8,55]
[2188,20210402,"4시",12.9,43,12.4,73,12.4,73,11,62,9.6999999999999993,59]
[2191,20210402,"7시",12.7,45,11.5,79,11.5,79,8.9,75,9.1999999999999993,56]
[2195,20210402,"11시",17.399999999999999,34,15.4,79,15.4,79,15.4,48,16.600000000000001,40]
[2198,20210402,"14시",21.6,26,17.2,73,17.2,73,22.5,26,19.8,26]
[2201,20210402,"17시",22.3,27,18.600000000000001,66,18.600000000000001,66,22.9,23,17.3,29]
[2205,20210403,"21시",19.399999999999999,35,15.2,81,15.2,81,16.100000000000001,31,12.1,31]
[2208,20210403,"24시",18.399999999999999,40,15.8,78,15.8,78,12.8,38,10.199999999999999,59]
[2210,20210403,"2시",17.7,45,15.3,82,15.3,82,11.7,43,9.1999999999999993,72]
[2213,20210403,"5시",17.600000000000001,54,14.3,89,14.3,89,9.8000000000000007,61,8.6999999999999993,86]
[2216,20210403,"8시",17.3,60,14.7,89,14.7,89,8.9,71,8.9,99]
[2220,20210403,"12시",15.8,89,17.5,81,17.5,81,16.8,35,9.8000000000000007,99]
[2223,20210403,"15시",14.5,96,15.5,83,15.5,83,18.899999999999999,25,9.9,93]
[2226,20210403,"18시",14.3,98,13.3,91,13.3,91,12.1,72,9.9,60]
[2230,20210404,"22시",12.5,94,11.6,92,11.6,92,7,53,6.5,75]
[2231,20210404,"23시",11.7,95,11.6,91,11.6,91,6.2,52,5,80]
[2235,20210404,"3시",10.3,94,10.7,96,10.7,96,6.6,48,4.2,80]
[2238,20210404,"6시",9.6999999999999993,93,10.6,96,10.6,96,5,63,3.2,82]
[2241,20210404,"9시",10,80,11,96,11,96,5.7,57,5.8,66]
[2245,20210404,"13시",14.7,53,12.6,83,12.6,83,10.9,25,8.8000000000000007,33]
[2248,20210404,"16시",15.4,50,12.8,76,12.8,76,11.7,23,7.9,50]
[2251,20210405,"19시",14.3,50,12.6,74,12.6,74,9.6999999999999993,26,6.9,56]
[2255,20210405,"23시",10.3,60,10.6,80,10.6,80,6.6,52,5.5,78]
[2256,20210405,"24시",9.6,60,11.1,75,11.1,75,6.3,55,5.0999999999999996,79]
[2260,20210405,"4시",6.8,71,11,83,11,83,5.3,60,4.5,86]
[2263,20210405,"7시",5.5,78,11.1,83,11.1,83,5.6,53,3.9,70]
[2266,20210405,"10시",10.4,51,13.8,72,13.8,72,8.1,42,7.9,45]
[2270,20210405,"14시",16.600000000000001,24,18.5,52,18.5,52,11.4,27,8.9,52]
[2273,20210405,"17시",19,21,17.8,51,17.8,51,7.9,54,7.5,59]
[2276,20210406,"20시",14.4,39,14.3,63,14.3,63,5.7,56,7.2,56]
[2281,20210406,"1시",10.8,52,14,53,14,53,5,56,5.4,58]
[2284,20210406,"4시",10.3,58,13.6,54,13.6,54,4.7,58,4.0999999999999996,57]
[2285,20210406,"5시",10,61,12.9,60,12.9,60,4.7,57,3.9,57]
[2288,20210406,"8시",9.4,64,12,61,12,61,4.8,57,4.8,47]
[2291,20210406,"11시",14.2,49,19.7,32,19.7,32,8.4,31,8.6999999999999993,37]
[2295,20210406,"15시",18.899999999999999,34,17.8,47,17.8,47,12.8,22,10,46]
[2298,20210406,"18시",18.2,38,16.2,54,16.2,54,12.6,23,8.3000000000000007,71]
[2302,20210407,"22시",14.2,52,11.7,87,11.7,87,7.8,58,7,95]
[2306,20210407,"2시",10.6,64,11.6,98,11.6,98,6.9,65,6.1,98]
[2309,20210407,"5시",9,71,12.3,98,12.3,98,5.4,71,5.9,97]
[2310,20210407,"6시",8.6999999999999993,75,12.2,98,12.2,98,5.2,73,6,97]
[2313,20210407,"9시",10,72,11.5,98,11.5,98,6.1,72,8.4,83]
[2316,20210407,"12시",16.7,46,11.6,97,11.6,97,13.6,43,11.3,72]
[2320,20210407,"16시",20.399999999999999,32,14.5,88,14.5,88,17.5,22,12.3,69]
[2323,20210408,"19시",17.5,27,13.8,88,13.8,88,15.4,24,9.6999999999999993,69]
[2327,20210408,"23시",13,51,12.9,92,12.9,92,10.8,30,7.9,85]
[2331,20210408,"3시",10.6,37,12.7,91,12.7,91,7.2,49,6.9,90]
[2334,20210408,"6시",8.1,45,13.1,84,13.1,84,5.4,62,6.2,92]
[2335,20210408,"7시",7.6,48,12.4,88,12.4,88,4.8,65,6.3,90]
[2338,20210408,"10시",12.6,42,15.6,71,15.6,71,10.5,38,10.4,84]
[2342,20210408,"14시",16.5,27,20.7,49,20.7,49,19.8,22,14.5,54]
[2345,20210408,"17시",17.8,25,19.7,55,19.7,55,21.5,21,14.8,70]
[2348,20210409,"20시",15.1,27,17.2,38,17.2,38,16.7,37,9.4,94]
[2352,20210409,"24시",11.2,33,15.8,42,15.8,42,11.6,55,7.1,99]
[2356,20210409,"4시",8.6,41,14.2,57,14.2,57,9.1999999999999993,62,6.5,99]
[2359,20210409,"7시",7.7,44,13.4,67,13.4,67,7.3,78,6.5,99]
[2360,20210409,"8시",8.8000000000000007,51,13.6,64,13.6,64,7.9,76,6.8,99]
[2363,20210409,"11시",14.2,43,20.6,41,20.6,41,13.6,54,7.7,99]
[2367,20210409,"15시",18.8,26,19.8,57,19.8,57,20.100000000000001,32,10,92]
[2370,20210409,"18시",18.5,29,19.7,44,19.7,44,19.600000000000001,41,9.4,94]
[2373,20210410,"21시",15.1,35,15.4,70,15.4,70,13.1,64,7.9,99]
[2377,20210410,"1시",11.4,52,16.5,37,16.5,37,9.6,81,7.2,99]
[2381,20210410,"5시",8.6999999999999993,59,16.2,40,16.2,40,8,87,7.6,99]
[2384,20210410,"8시",8,63,15.8,52,15.8,52,7.7,87,8,97]
[2385,20210410,"9시",9.5,57,16.3,52,16.3,52,8.5,83,8.1999999999999993,97]
[2388,20210410,"12시",15.2,45,18.3,63,18.3,63,14.9,59,11.2,83]
[2392,20210410,"16시",18.8,38,17.100000000000001,61,17.100000000000001,61,23.4,31,14.3,74]
[2395,20210411,"19시",15.8,31,14.2,71,14.2,71,21.8,39,10.5,90]
[2398,20210411,"22시",11.8,55,11.9,77,11.9,77,15.3,62,8.6,99]
[2403,20210411,"3시",8.9,60,11.6,72,11.6,72,12.2,64,8.3000000000000007,99]
[2406,20210411,"6시",8.1999999999999993,62,9.6999999999999993,81,9.6999999999999993,81,12.3,59,8.3000000000000007,99]
[2407,20210411,"7시",7.8,66,9.6,79,9.6,79,12.2,67,8.3000000000000007,99]
[2410,20210411,"10시",12.2,50,9.5,73,9.5,73,14.7,47,12.2,77]
[2413,20210411,"13시",18.8,29,11,63,11,63,18.3,35,13.1,82]
[2417,20210411,"17시",21.5,26,13,53,13,53,20.6,32,13.7,80]
[2420,20210412,"20시",18.100000000000001,42,9.9,59,9.9,59,17.7,40,10.5,96]
[2423,20210412,"23시",16.100000000000001,46,9.3000000000000007,60,9.3000000000000007,60,15.1,47,10.199999999999999,98]
[2428,20210412,"4시",14.2,50,8.1999999999999993,66,8.1999999999999993,66,12.8,63,10,99]
[2431,20210412,"7시",13.5,54,8.3000000000000007,66,8.3000000000000007,66,12.4,66,10.1,99]
[2432,20210412,"8시",13.9,55,9,65,9,65,12.5,67,10.4,99]
[2435,20210412,"11시",16.100000000000001,46,14.1,57,14.1,57,15.1,51,13.4,84]
[2438,20210412,"14시",16.600000000000001,48,15.6,55,15.6,55,19.3,32,13.4,86]
[2442,20210412,"18시",12,94,15,57,15,57,21.1,30,13.7,86]
[2444,20210413,"20시",12,97,13.5,65,13.5,65,19.2,36,13.3,88]
[2450,20210413,"2시",12.6,99,14.3,76,14.3,76,15,52,12.9,85]
[2453,20210413,"5시",10.9,98,14.8,84,14.8,84,11.3,91,12.2,87]
[2456,20210413,"8시",11.2,96,15.5,90,15.5,90,10.7,91,12.2,86]
[2457,20210413,"9시",11.1,89,15.9,79,15.9,79,11.1,91,12.8,80]
[2460,20210413,"12시",12.5,76,14.3,95,14.3,95,15.2,79,17.7,62]
[2463,20210413,"15시",12.7,53,14.2,98,14.2,98,17.3,61,19.3,54]
[2467,20210414,"19시",10.199999999999999,60,14.6,98,14.6,98,16.5,64,14.7,67]
[2469,20210414,"21시",8.6999999999999993,59,14.8,99,14.8,99,15,67,12.6,85]
[2475,20210414,"3시",5,68,13.6,98,13.6,98,10.8,83,11.2,90]
[2478,20210414,"6시",3.4,74,13.9,94,13.9,94,8.8000000000000007,86,10.5,92]
[2481,20210414,"9시",5,67,14.5,87,14.5,87,10.9,73,13.7,70]
[2482,20210414,"10시",6.8,54,17.7,73,17.7,73,13.2,67,15.1,61]
[2485,20210414,"13시",12.6,33,20.3,67,20.3,67,19.899999999999999,18,18.3,54]
[2488,20210414,"16시",13,36,20.100000000000001,62,20.100000000000001,62,22.6,21,17.399999999999999,54]
[2492,20210415,"20시",9.4,59,16.600000000000001,83,16.600000000000001,83,17.5,34,12,72]
[2494,20210415,"22시",8.4,69,18.8,32,18.8,32,14.2,59,10.7,93]
[2500,20210415,"4시",6.4,87,14.7,42,14.7,42,10.9,76,6.8,99]
[2503,20210415,"7시",6.9,83,12.7,73,12.7,73,9.1,84,6.4,99]
[2506,20210415,"10시",9.4,71,15.7,54,15.7,54,13.4,66,8,99]
[2507,20210415,"11시",11.2,66,17.100000000000001,50,17.100000000000001,50,16.7,52,8.3000000000000007,99]
[2510,20210415,"14시",16,42,17.7,36,17.7,36,22.6,37,11,99]
[2514,20210415,"18시",16.899999999999999,35,15.6,58,15.6,58,20.9,45,10.8,99]
[2519,20210416,"23시",10.9,64,12.1,55,12.1,55,15.4,74,10.3,99]
[2521,20210416,"1시",10,66,11.5,65,11.5,65,14.5,77,10.8,99]
[2525,20210416,"5시",11,49,11.1,76,11.1,76,13.1,84,11.6,99]
[2528,20210416,"8시",11.2,55,11.5,68,11.5,68,13.1,85,10.7,99]
[2531,20210416,"11시",12.1,66,17.899999999999999,56,17.899999999999999,56,18.3,60,11,99]
[2532,20210416,"12시",11.1,84,18.8,64,18.8,64,20.399999999999999,29,13.3,96]
[2535,20210416,"15시",11.6,89,17.899999999999999,67,17.899999999999999,67,24,19,16.8,74]
[2539,20210417,"19시",13.8,38,16.3,86,16.3,86,20,17,10.3,99]
[2544,20210417,"24시",8.6999999999999993,58,15,98,15,98,13.7,36,7.6,92]
[2546,20210417,"2시",7.8,66,15.9,98,15.9,98,12.8,47,7.9,99]
[2550,20210417,"6시",6.2,75,14.2,73,14.2,73,10.3,60,6.7,99]
[2553,20210417,"9시",8.1,70,15.6,62,15.6,62,12.6,51,10.5,99]
[2556,20210417,"12시",11.2,46,17.7,54,17.7,54,17.399999999999999,41,16.899999999999999,58]
[2557,20210417,"13시",11.6,43,19.100000000000001,41,19.100000000000001,41,18.3,36,17.5,53]
[2560,20210417,"16시",13.9,48,20.6,31,20.6,31,11.2,88,17,72]
[2565,20210418,"21시",9.6999999999999993,48,15.6,37,15.6,37,11.6,93,13.7,89]
[2568,20210418,"24시",8.1,53,13.6,35,13.6,35,11.5,93,12,95]
[2571,20210418,"3시",6.8,71,13.6,26,13.6,26,11.6,89,12.5,98]
[2575,20210418,"7시",5.7,79,13.2,30,13.2,30,11.6,94,11.2,73]
[2578,20210418,"10시",8.5,64,14,38,14,38,12.4,94,13.7,67]
[2579,20210418,"11시",10.1,58,14.8,34,14.8,34,13.1,94,16.5,61]
[2582,20210418,"14시",13.7,47,18,30,18,30,15.7,76,19.7,52]
[2585,20210418,"17시",15.2,47,17.7,43,17.7,43,16.899999999999999,71,17,38]
[2590,20210419,"22시",9.9,71,15.3,60,15.3,60,14.3,87,12,86]
[2593,20210419,"1시",7.9,76,14.8,55,14.8,55,14,88,10.9,86]
[2596,20210419,"4시",6.7,80,13.2,68,13.2,68,13.1,90,11,86]
[2600,20210419,"8시",6.1,87,13,38,13,38,13.3,85,12.6,70]
[2603,20210419,"11시",13.2,61,17.7,30,17.7,30,14.4,76,15.2,68]
[2604,20210419,"12시",14.9,55,18.5,29,18.5,29,14.7,70,15.7,66]
[2607,20210419,"15시",18.600000000000001,45,17.899999999999999,53,17.899999999999999,53,16.600000000000001,60,18.2,52]
[2611,20210420,"19시",16.399999999999999,52,15.1,60,15.1,60,16.399999999999999,46,15.8,53]
[2615,20210420,"23시",11.6,71,13,70,13,70,13.6,57,14.1,61]
[2618,20210420,"2시",10.199999999999999,76,12.4,77,12.4,77,12,60,12.4,57]
[2622,20210420,"6시",8.6,86,11.3,82,11.3,82,10.8,63,10.4,54]
[2625,20210420,"9시",10.5,82,15,72,15,72,12.4,54,13.5,46]
[2628,20210420,"12시",17.7,48,18.7,59,18.7,59,16.899999999999999,36,17,47]
[2629,20210420,"13시",19.399999999999999,43,18.2,59,18.2,59,19.399999999999999,36,16.5,48]
[2632,20210420,"16시",21.6,35,18.8,43,18.8,43,21.1,32,16.899999999999999,58]
[2636,20210421,"20시",16.399999999999999,30,15.5,54,15.5,54,16,52,11.7,85]
[2640,20210421,"24시",13.3,46,14.7,62,14.7,62,13.6,59,10.4,99]
[2643,20210421,"3시",11.9,59,15.3,71,15.3,71,12.6,61,9.8000000000000007,99]
[2647,20210421,"7시",10.4,65,15.2,97,15.2,97,10.7,66,9.5,99]
[2650,20210421,"10시",15.6,52,14.4,99,14.4,99,16.399999999999999,47,13.8,84]
[2653,20210421,"13시",23.1,33,15.1,99,15.1,99,20.6,35,16.3,70]
[2654,20210421,"14시",24.7,32,15.6,99,15.6,99,22.1,32,16.8,63]
[2657,20210421,"17시",28.1,25,17.2,95,17.2,95,21.9,31,16.3,50]
[2661,20210422,"21시",22.7,40,16,90,16,90,16.5,44,11.5,77]
[2665,20210422,"1시",17.3,43,14.3,93,14.3,93,14.8,48,10.8,72]
[2668,20210422,"4시",16.100000000000001,44,14,90,14,90,14.6,43,9.6999999999999993,82]
[2672,20210422,"8시",16.3,52,14.6,85,14.6,85,14.3,35,10.8,86]
[2675,20210422,"11시",20.6,43,20.2,62,20.2,62,17.3,33,17.600000000000001,55]
[2678,20210422,"14시",26.2,30,22.4,59,22.4,59,21.2,23,18.8,42]
[2679,20210422,"15시",27.5,22,20.7,67,20.7,67,21.4,20,18.7,47]
[2682,20210422,"18시",25.4,28,17.5,79,17.5,79,20.8,23,18.100000000000001,35]
[2687,20210423,"23시",20.3,36,14.9,89,14.9,89,14.2,32,12,67]
[2690,20210423,"2시",18,45,17,62,17,62,13.1,45,11,79]
[2693,20210423,"5시",17.8,50,16.2,70,16.2,70,10.3,60,11,73]
[2697,20210423,"9시",17.600000000000001,58,17.5,66,17.5,66,12.5,56,14.7,60]
[2700,20210423,"12시",20.5,42,17.899999999999999,52,17.899999999999999,52,20.100000000000001,27,17,66]
[2703,20210423,"15시",21.7,33,17.8,45,17.8,45,24.1,17,18.600000000000001,59]
[2704,20210423,"16시",21.5,31,18.3,43,18.3,43,24.5,15,18.7,59]
[2707,20210424,"19시",20.5,34,17,47,17,47,22.2,25,15.6,78]
[2712,20210424,"24시",17.899999999999999,42,15.3,53,15.3,53,15.5,44,12.8,97]
[2715,20210424,"3시",16.7,42,15,37,15,37,13.8,48,11.6,99]
[2718,20210424,"6시",15.7,40,15.1,31,15.1,31,11.7,69,11.4,99]
[2722,20210424,"10시",17.2,35,17,33,17,33,17.5,51,18,70]
[2725,20210424,"13시",21,26,21.2,30,21.2,30,24.1,32,21.4,53]
[2728,20210424,"16시",21.7,37,20.2,35,20.2,35,25.4,16,22.4,47]
[2732,20210425,"20시",19.899999999999999,46,15.4,56,15.4,56,21.1,24,17.600000000000001,39]
[2733,20210425,"21시",18.8,49,14.5,59,14.5,59,19.5,28,17.2,41]
[2737,20210425,"1시",15.3,65,13.7,41,13.7,41,14.5,32,13.9,82]
[2740,20210425,"4시",13.8,74,13.1,37,13.1,37,12.4,62,11.6,95]
[2743,20210425,"7시",13,70,12.3,42,12.3,42,10.9,64,12.2,87]
[2747,20210425,"11시",18.600000000000001,51,20.7,26,20.7,26,20.2,31,19,51]
[2750,20210425,"14시",21.6,37,21.7,24,21.7,24,24.6,21,22.2,30]
[2751,20210425,"15시",22.5,35,21,31,21,31,26.8,21,22.4,32]
[2757,20210426,"21시",19.899999999999999,40,15.7,48,15.7,48,20,27,17,28]
[2758,20210426,"22시",18.8,42,15.4,44,15.4,44,18.600000000000001,28,16.7,37]
[2762,20210426,"2시",15.1,49,13.6,38,13.6,38,15.6,41,14.7,57]
[2765,20210426,"5시",13.6,51,12.6,38,12.6,38,13.5,58,13.7,65]
[2768,20210426,"8시",12.6,42,14.9,37,14.9,37,13.1,62,14.2,76]
[2772,20210426,"12시",17.7,48,23.9,24,23.9,24,20.7,46,20.8,39]
[2775,20210426,"15시",20.2,48,22.6,42,22.6,42,22.1,40,21.7,27]
[2778,20210426,"18시",18.899999999999999,51,20.399999999999999,48,20.399999999999999,48,21.7,42,18.7,46]
[2780,20210427,"20시",17.5,50,17.399999999999999,65,17.399999999999999,65,19.8,45,17.7,54]
[2783,20210427,"23시",15.3,71,15.7,63,15.7,63,18.600000000000001,48,16.8,68]
[2787,20210427,"3시",13,77,12.4,84,12.4,84,17.399999999999999,59,13.7,99]
[2790,20210427,"6시",12.6,66,11.9,89,11.9,89,16.8,70,13.5,99]
[2794,20210427,"10시",14.3,58,12.2,91,12.2,91,16.399999999999999,74,14.7,99]
[2797,20210427,"13시",17.100000000000001,50,12.8,94,12.8,94,17.8,66,16.7,79]
[2800,20210427,"16시",19.600000000000001,39,12.7,92,12.7,92,15.4,85,15.9,91]
[2803,20210428,"19시",16.5,52,11.5,94,11.5,94,14.7,87,15.6,85]
[2805,20210428,"21시",15.5,62,11,94,11,94,14.1,89,14.5,99]
[2808,20210428,"24시",15,76,11.1,91,11.1,91,13.5,89,13.8,99]
[2812,20210428,"4시",12.9,90,11.7,86,11.7,86,13.3,89,13.4,99]
[2815,20210428,"7시",11.3,88,11.2,91,11.2,91,13.7,86,13.1,99]
[2819,20210428,"11시",13.7,76,14.6,85,14.6,85,16.3,69,13.6,99]
[2822,20210428,"14시",17.3,56,14.1,87,14.1,87,18.2,67,13.8,99]
[2825,20210428,"17시",17.7,43,15.5,75,15.5,75,16.8,71,14.1,96]
[2828,20210429,"20시",16.100000000000001,37,13.9,75,13.9,75,15.4,78,13.7,95]
[2830,20210429,"22시",14.2,48,13.2,59,13.2,59,13.9,87,12.8,99]
[2833,20210429,"1시",13.4,56,12.3,55,12.3,55,12.5,92,12.7,97]
[2837,20210429,"5시",11.4,63,12,48,12,48,12.4,94,12.6,97]
[2840,20210429,"8시",11.6,61,12.3,57,12.3,57,12.7,94,12,99]
[2844,20210429,"12시",14.9,49,18.399999999999999,40,18.399999999999999,40,14.6,84,16.5,73]
[2847,20210429,"15시",18.7,40,18.600000000000001,38,18.600000000000001,38,15.8,84,17,68]
[2849,20210429,"17시",19.7,35,18.100000000000001,35,18.100000000000001,35,15.9,83,17.100000000000001,67]
[2852,20210430,"20시",17.600000000000001,39,14.9,69,14.9,69,15.8,83,15.1,68]
[2855,20210430,"23시",15.5,51,14.5,76,14.5,76,14.3,86,13.5,73]
[2859,20210430,"3시",10.4,90,13.7,85,13.7,85,12.6,92,12.5,79]
[2862,20210430,"6시",8.8000000000000007,93,12.9,89,12.9,89,12.4,90,11.3,83]
[2865,20210430,"9시",9.1,93,15.6,76,15.6,76,12.8,88,15.5,66]
[2869,20210430,"13시",14.1,67,19.5,62,19.5,62,19.2,60,18.600000000000001,61]
[2872,20210430,"16시",12.6,75,20.399999999999999,44,20.399999999999999,44,19.2,63,19.7,61]
[2874,20210430,"18시",13.2,73,19.3,52,19.3,52,18.5,56,17.3,59]
[2877,20210501,"21시",11.9,81,17.100000000000001,57,17.100000000000001,57,14.1,68,13.6,67]
[2880,20210501,"24시",11,83,16.3,56,16.3,56,12,73,12,78]
[2884,20210501,"4시",10.199999999999999,82,15.4,61,15.4,61,10.3,82,10.9,95]
[2887,20210501,"7시",9.6,90,14.6,73,14.6,73,9.9,85,11.1,92]
[2890,20210501,"10시",11.2,76,19.2,56,19.2,56,14.8,65,14.6,77]
[2894,20210501,"14시",15.2,49,21.2,60,21.2,60,21.3,41,17.2,68]
[2895,20210501,"15시",11.7,66,22.2,58,22.2,58,22.4,37,17.2,67]
[2899,20210502,"19시",9.9,84,19.8,69,19.8,69,20.8,36,13.8,89]
[2902,20210502,"22시",9.1999999999999993,87,18,72,18,72,16.8,50,11.9,94]
[2905,20210502,"1시",8.5,91,17.5,81,17.5,81,14.2,65,11.7,95]
[2909,20210502,"5시",7.9,92,16.3,87,16.3,87,11.2,83,11.5,99]
[2912,20210502,"8시",7.6,89,17,84,17,84,12,79,13.2,84]
[2915,20210502,"11시",12.3,69,20.7,79,20.7,79,18.8,57,19.2,59]
[2919,20210502,"15시",17.899999999999999,46,23.7,67,23.7,67,25.7,41,19.5,71]
[2920,20210502,"16시",18.5,46,23,69,23,69,25,42,15.8,95]
[2924,20210503,"20시",14.8,54,19.8,79,19.8,79,17.899999999999999,69,11.6,95]
[2927,20210503,"23시",11.9,67,19.100000000000001,79,19.100000000000001,79,14.4,56,10.5,91]
[2930,20210503,"2시",10.199999999999999,78,19.3,75,19.3,75,12,67,9.3000000000000007,79]
[2934,20210503,"6시",8.8000000000000007,85,17.100000000000001,88,17.100000000000001,88,9.6999999999999993,65,8.5,80]
[2937,20210503,"9시",10.9,78,15.9,97,15.9,97,11.4,59,11.3,68]
[2940,20210503,"12시",16.2,48,16.899999999999999,98,16.899999999999999,98,18.399999999999999,28,13.4,71]
[2944,20210503,"16시",19.8,32,18.2,64,18.2,64,21.1,22,14.7,59]
[2945,20210503,"17시",19.8,30,18.5,60,18.5,60,21,23,13.9,55]
[2949,20210504,"21시",15.2,49,15.1,61,15.1,61,15.7,45,10.8,83]
[2952,20210504,"24시",12.9,60,14.6,58,14.6,58,12.7,60,9.9,89]
[2955,20210504,"3시",12,62,14.4,57,14.4,57,10.5,74,9.5,90]
[2959,20210504,"7시",12.4,63,14.5,59,14.5,59,9.8000000000000007,78,10,70]
[2962,20210504,"10시",12.7,74,18.899999999999999,48,18.899999999999999,48,13.6,59,13.6,61]
[2966,20210504,"14시",15.2,77,23.9,36,23.9,36,20.6,31,16.100000000000001,50]
[2970,20210504,"18시",15.3,95,25.1,16,25.1,16,17.7,38,10.4,89]
[2973,20210505,"21시",15.8,97,21.2,18,21.2,18,14.9,64,9.6999999999999993,71]
[2974,20210505,"22시",15.8,98,20.7,19,20.7,19,12.5,86,9.6999999999999993,66]
[2977,20210505,"1시",13.9,97,17.600000000000001,44,17.600000000000001,44,9.9,70,9.5,75]
[2980,20210505,"4시",12.5,91,16,33,16,33,8.3000000000000007,56,7.9,75]
[2984,20210505,"8시",10.8,91,15.9,44,15.9,44,8.5,68,9.1999999999999993,62]
[2987,20210505,"11시",13.8,72,22.6,28,22.6,28,12.9,43,11.8,47]
[2991,20210505,"15시",17.899999999999999,46,20.7,36,20.7,36,17.100000000000001,20,12.5,62]
[2995,20210506,"19시",16.7,36,19.600000000000001,34,19.600000000000001,34,15.3,23,11,85]
[2998,20210506,"22시",12.8,51,18.5,74,18.5,74,11.3,44,10.6,91]
[2999,20210506,"23시",12.3,57,17.8,81,17.8,81,10.9,47,10.3,94]
[3002,20210506,"2시",10.199999999999999,69,18.899999999999999,68,18.899999999999999,68,9.4,58,9,88]
[3005,20210506,"5시",8.8000000000000007,71,18,80,18,80,8.6999999999999993,70,8.4,89]
[3009,20210506,"9시",11.7,60,16,97,16,97,11,66,12,75]
[3012,20210506,"12시",18.399999999999999,38,16,98,16,98,15.6,27,14.4,56]
[3016,20210506,"16시",22.2,41,17.3,98,17.3,98,20.100000000000001,20,15.5,40]
[3020,20210507,"20시",19,31,17.399999999999999,98,17.399999999999999,98,16.600000000000001,30,11.4,46]
[3023,20210507,"23시",16.2,35,18.100000000000001,97,18.100000000000001,97,12.7,44,11.2,53]
[3024,20210507,"24시",14.9,42,17.899999999999999,96,17.899999999999999,96,12.7,45,11.2,49]
[3027,20210507,"3시",13.6,44,17.899999999999999,95,17.899999999999999,95,9.6999999999999993,49,10.4,63]
[3031,20210507,"7시",15,44,16.5,67,16.5,67,7.3,72,11.8,59]
[3034,20210507,"10시",16.5,62,19.600000000000001,44,19.600000000000001,44,15,41,16.100000000000001,44]
[3037,20210507,"13시",15.2,62,23.2,32,23.2,32,21.7,25,18.600000000000001,38]
[3041,20210507,"17시",16.8,55,23.5,47,23.5,47,22.8,26,17.8,53]
[3045,20210508,"21시",12.8,72,19.399999999999999,54,19.399999999999999,54,16.8,47,14.6,82]
[3048,20210508,"24시",11.2,76,17.600000000000001,67,17.600000000000001,67,15.6,60,13.6,99]
[3049,20210508,"1시",10.7,80,16.600000000000001,77,16.600000000000001,77,15.6,64,13.7,99]
[3052,20210508,"4시",10,80,16.899999999999999,39,16.899999999999999,39,16.100000000000001,71,12.5,99]
[3056,20210508,"8시",9.8000000000000007,81,17.399999999999999,71,17.399999999999999,71,15.9,90,11.5,99]
[3059,20210508,"11시",15.6,54,22.5,36,22.5,36,17.399999999999999,65,13.7,91]
[3062,20210508,"14시",19.600000000000001,42,22.6,37,22.6,37,18.600000000000001,48,16.8,72]
[3067,20210509,"19시",16.399999999999999,65,19.399999999999999,39,19.399999999999999,39,16.8,52,13.5,90]
[3070,20210509,"22시",13.4,83,18.2,37,18.2,37,12.4,74,11.6,99]
[3071,20210509,"23시",13.2,80,17.8,40,17.8,40,11.2,78,11.3,99]
[3074,20210509,"2시",12,67,17.399999999999999,45,17.399999999999999,45,10.9,82,10.9,99]
[3077,20210509,"5시",10.8,76,16.399999999999999,59,16.399999999999999,59,9.1999999999999993,88,10.7,99]
[3081,20210509,"9시",13.1,74,17.600000000000001,60,17.600000000000001,60,12.4,74,13.2,90]
[3084,20210509,"12시",19,36,20.100000000000001,51,20.100000000000001,51,20.3,37,17.899999999999999,55]
[3087,20210509,"15시",20.9,29,21.2,66,21.2,66,23.8,21,20.5,44]
[3092,20210510,"20시",17.600000000000001,37,18.3,70,18.3,70,22.3,27,15.7,69]
[3095,20210510,"23시",14.2,52,17.5,81,17.5,81,17.600000000000001,41,14.6,57]
[3096,20210510,"24시",13.4,56,17,82,17,82,17,44,14.5,59]
[3099,20210510,"3시",12,63,17.100000000000001,87,17.100000000000001,87,14.9,61,14,66]
[3102,20210510,"6시",12.5,63,16.7,92,16.7,92,12.6,72,13.6,67]
[3106,20210510,"10시",13.2,64,16.3,98,16.3,98,18,49,20.9,36]
[3109,20210510,"13시",14.1,67,16.399999999999999,96,16.399999999999999,96,24.9,28,21.7,37]
[3112,20210510,"16시",14.1,73,14.9,92,14.9,92,26.3,23,23.1,47]
[3117,20210511,"21시",13.8,70,13.3,88,13.3,88,20.2,39,19.8,55]
[3120,20210511,"24시",12.2,76,13.3,91,13.3,91,17.8,34,19.100000000000001,51]
[3121,20210511,"1시",11.8,77,13.5,87,13.5,87,16.899999999999999,33,18.8,46]
[3124,20210511,"4시",9.8000000000000007,83,13.7,86,13.7,86,16.5,37,17,38]
[3127,20210511,"7시",10.1,85,13.2,90,13.2,90,16.5,38,17.399999999999999,37]
[3131,20210511,"11시",19.3,46,16.899999999999999,77,16.899999999999999,77,20.6,44,19.8,38]
[3133,20210511,"13시",23.2,34,16.3,76,16.3,76,22.9,42,21.5,41]
[3139,20210512,"19시",24.3,33,16.3,75,16.3,75,18.2,70,17.899999999999999,83]
[3142,20210512,"22시",20.6,35,14.8,84,14.8,84,16.7,89,15.1,99]
[3145,20210512,"1시",18,39,14.5,83,14.5,83,17.7,91,15.5,99]
[3146,20210512,"2시",17.399999999999999,38,14.2,87,14.2,87,18.3,91,15.4,99]
[3149,20210512,"5시",17.3,42,13.8,84,13.8,84,15.9,93,12.9,99]
[3152,20210512,"8시",17.100000000000001,40,16,79,16,79,14.6,89,12.9,99]
[3156,20210512,"12시",22.3,31,21.5,56,21.5,56,19.600000000000001,52,15,86]
[3158,20210512,"14시",25.2,28,22.9,55,22.9,55,22.3,43,16.899999999999999,75]
[3164,20210513,"20시",26.2,34,18.5,49,18.5,49,19.7,57,13.7,99]
[3167,20210513,"23시",21.8,51,16.3,66,16.3,66,16.2,79,12.8,99]
[3170,20210513,"2시",18.899999999999999,60,16,84,16,84,14.9,83,12.7,99]
[3171,20210513,"3시",18.399999999999999,60,16,84,16,84,14.7,80,12.7,99]
[3174,20210513,"6시",16.8,69,15.6,87,15.6,87,13.3,90,12.6,99]
[3178,20210513,"10시",21.9,52,20.399999999999999,63,20.399999999999999,63,17,77,18.5,74]
[3183,20210513,"15시",28.9,38,20.3,67,20.3,67,27.3,45,19.8,79]
[3185,20210513,"17시",29,41,18.8,55,18.8,55,27.3,39,19.5,80]
[3189,20210514,"21시",24,53,17.100000000000001,55,17.100000000000001,55,22.3,45,17.2,91]
[3192,20210514,"24시",20.9,65,15.2,65,15.2,65,19.2,62,16.2,94]
[3195,20210514,"3시",19.399999999999999,73,14.2,66,14.2,66,18.3,66,15.1,89]
[3196,20210514,"4시",19,75,14,68,14,68,17.600000000000001,70,15.1,84]
[3199,20210514,"7시",18,80,13.3,79,13.3,79,16.8,77,15.5,77]
[3203,20210514,"11시",24.2,60,19.600000000000001,57,19.600000000000001,57,16.7,85,20.5,57]
[3208,20210514,"16시",30.3,37,20,62,20,62,18.100000000000001,68,21.5,54]
[3210,20210514,"18시",30.2,37,18.899999999999999,58,18.899999999999999,58,18.5,59,19.600000000000001,64]
[3214,20210515,"22시",24.8,62,15.5,71,15.5,71,15.8,80,15.4,99]
[3217,20210515,"1시",22.2,68,14.6,77,14.6,77,15.3,73,14.6,99]
[3220,20210515,"4시",21.2,69,14.2,77,14.2,77,14,79,13.6,99]
[3221,20210515,"5시",21,71,14.7,76,14.7,76,14.5,75,13.6,99]
[3224,20210515,"8시",21.1,74,15.9,80,15.9,80,14.9,78,15.4,99]
[3229,20210515,"13시",26,58,22.1,73,22.1,73,22.4,39,18.899999999999999,77]
[3232,20210515,"16시",22,85,22.1,77,22.1,77,23.5,36,18.7,64]
[3235,20210516,"19시",20.9,93,20.3,94,20.3,94,21.9,36,16.399999999999999,71]
[3239,20210516,"23시",20.8,95,19.7,98,19.7,98,16.3,59,13.6,92]
[3242,20210516,"2시",20.7,96,19.600000000000001,99,19.600000000000001,99,14.9,65,13.5,80]
[3243,20210516,"3시",20.6,97,19.899999999999999,99,19.899999999999999,99,14.3,69,13,88]
[3246,20210516,"6시",20.5,97,16.100000000000001,97,16.100000000000001,97,12.6,80,12.7,93]
[3249,20210516,"9시",20.399999999999999,97,12,85,12,85,16.399999999999999,66,16.5,66]
[3254,20210516,"14시",19.399999999999999,96,18.5,55,18.5,55,24.6,41,21.5,42]
[3257,20210516,"17시",17.7,97,18,65,18,65,25.4,32,21,46]
[3260,20210517,"20시",16.5,99,16.2,84,16.2,84,21.3,45,18.3,49]
[3264,20210517,"24시",15.2,96,15.1,57,15.1,57,18.100000000000001,57,16.5,65]
[3267,20210517,"3시",14.5,93,13.6,54,13.6,54,16.600000000000001,66,14.8,94]
[3268,20210517,"4시",14.5,93,13.8,37,13.8,37,15.9,70,14.4,89]
[3271,20210517,"7시",14.3,95,12.8,42,12.8,42,14,71,15,88]
[3274,20210517,"10시",14.9,94,19.600000000000001,31,19.600000000000001,31,19.399999999999999,58,18.399999999999999,88]
[3279,20210517,"15시",15.9,93,22.4,47,22.4,47,27.2,24,22.9,30]
[3282,20210517,"18시",15.9,92,21.2,54,21.2,54,26.5,22,20.5,68]
[3285,20210518,"21시",16.2,86,18.100000000000001,41,18.100000000000001,41,20.5,37,15.8,92]
[3289,20210518,"1시",14.5,94,16.8,42,16.8,42,16.5,54,15.2,84]
[3292,20210518,"4시",14,96,15.7,52,15.7,52,15.1,65,14.4,99]
[3293,20210518,"5시",13.7,96,15.1,59,15.1,59,14.5,68,14.1,95]
[3296,20210518,"8시",14.3,97,16.899999999999999,58,16.899999999999999,58,14.7,65,16.5,75]
[3300,20210518,"12시",18.5,78,22.9,57,22.9,57,23.2,36,20.7,61]
[3304,20210518,"16시",24,54,25.6,29,25.6,29,27.9,26,23.1,54]
[3307,20210519,"19시",22.6,49,21.4,50,21.4,50,24.9,34,20.100000000000001,58]
[3311,20210519,"23시",16.2,57,18.7,34,18.7,34,19.899999999999999,43,15.2,91]
[3314,20210519,"2시",14.2,60,17.2,33,17.2,33,17.399999999999999,66,14.4,99]
[3317,20210519,"5시",13.2,71,16,44,16,44,15.1,74,13.2,99]
[3318,20210519,"6시",12.6,74,15.3,45,15.3,45,14.2,76,12.7,99]
[3321,20210519,"9시",16,71,20.3,52,20.3,52,18.2,57,16.600000000000001,78]
[3325,20210519,"13시",23.7,42,24.7,45,24.7,45,26.7,29,20.6,71]
[3329,20210519,"17시",26.2,38,24.1,53,24.1,53,27.8,29,19.600000000000001,69]
[3332,20210520,"20시",24.1,33,22.8,35,22.8,35,23.3,31,17.2,74]
[3336,20210520,"24시",19.2,46,18.2,83,18.2,83,20.7,46,16,99]
[3339,20210520,"3시",17.600000000000001,54,17.399999999999999,74,17.399999999999999,74,19.2,53,15.9,98]
[3342,20210520,"6시",16.600000000000001,58,17.600000000000001,65,17.600000000000001,65,18,63,15.6,99]
[3343,20210520,"7시",16.399999999999999,60,17.3,64,17.3,64,18.5,61,15.9,96]
[3346,20210520,"10시",18.3,53,24.4,45,24.4,45,16.3,90,20.8,61]
[3351,20210520,"15시",22.7,45,24.5,56,24.5,56,17.600000000000001,91,25.1,36]
[3354,20210520,"18시",20.399999999999999,57,23.4,60,23.4,60,20.100000000000001,78,24.3,40]
[3357,20210521,"21시",19.100000000000001,63,19.100000000000001,72,19.100000000000001,72,18.8,78,19,52]
[3361,20210521,"1시",15.6,89,17.3,65,17.3,65,16.2,87,17.5,83]
[3364,20210521,"4시",14.7,93,17.600000000000001,52,17.600000000000001,52,14.9,91,15.9,99]
[3367,20210521,"7시",14.5,93,17.100000000000001,50,17.100000000000001,50,13.7,93,15.9,99]
[3368,20210521,"8시",14.3,94,19.100000000000001,47,19.100000000000001,47,14.4,91,16.899999999999999,86]
[3371,20210521,"11시",15.3,89,23.5,38,23.5,38,19.5,65,20.6,68]
[3376,20210521,"16시",16.899999999999999,87,25.3,36,25.3,36,23.8,49,18.8,80]
[3379,20210522,"19시",17.7,76,22.2,47,22.2,47,23.2,47,16.100000000000001,98]
[3382,20210522,"22시",16.7,81,19.8,40,19.8,40,18.3,68,13.7,99]
[3386,20210522,"2시",15.9,85,18.3,42,18.3,42,14.6,88,12.2,99]
[3389,20210522,"5시",14.5,90,17.399999999999999,49,17.399999999999999,49,14,87,12.9,99]
[3392,20210522,"8시",14.1,92,19,56,19,56,14.2,87,14.7,99]
[3396,20210522,"12시",21.2,61,25.2,47,25.2,47,24.1,43,19.5,75]
[3397,20210522,"13시",22,54,25.7,42,25.7,42,26,36,21,67]
[3401,20210522,"17시",23,45,24,39,24,39,27.8,45,22.1,75]
[3404,20210523,"20시",20.5,59,20.9,37,20.9,37,24.5,57,17.600000000000001,95]
[3407,20210523,"23시",17.600000000000001,70,17.7,68,17.7,68,22,68,16.7,99]
[3411,20210523,"3시",15.9,79,17.100000000000001,48,17.100000000000001,48,19.600000000000001,83,15.1,99]
[3414,20210523,"6시",14.5,86,16,50,16,50,18.7,82,16,99]
[3415,20210523,"7시",14.4,87,15.9,54,15.9,54,18.7,81,16.8,99]
[3421,20210523,"13시",23.5,49,21.8,69,21.8,69,25.2,51,19.600000000000001,86]
[3422,20210523,"14시",24.7,51,23.5,65,23.5,65,25.7,49,20.399999999999999,83]
[3426,20210523,"18시",23.1,51,22.3,73,22.3,73,26.7,49,18.3,96]
[3429,20210524,"21시",20.399999999999999,56,19.3,86,19.3,86,22.8,64,16.5,99]
[3432,20210524,"24시",18.3,62,19.100000000000001,86,19.100000000000001,86,20.8,73,15.3,99]
[3436,20210524,"4시",17.3,68,20,64,20,64,18.600000000000001,81,14.9,99]
[3439,20210524,"7시",16.399999999999999,80,20.399999999999999,66,20.399999999999999,66,17.600000000000001,88,15.5,99]
[3440,20210524,"8시",16.600000000000001,81,20.2,74,20.2,74,18.899999999999999,83,16.399999999999999,98]
[3446,20210524,"14시",23.3,37,19,95,19,95,27.6,48,21.5,85]
[3447,20210524,"15시",23.8,44,19,97,19,97,27.5,43,21.7,80]
[3451,20210525,"19시",21.8,41,19,99,19,99,24.8,47,19.5,88]
[3454,20210525,"22시",18.399999999999999,59,18.8,98,18.8,98,22,58,18.600000000000001,89]
[3457,20210525,"1시",16.399999999999999,72,18.5,95,18.5,95,20.7,57,19.100000000000001,76]
[3461,20210525,"5시",15,76,16.8,84,16.8,84,20.2,69,18.8,90]
[3464,20210525,"8시",13,90,17.3,79,17.3,79,20.9,66,20.399999999999999,74]
[3467,20210525,"11시",13.4,87,22,66,22,66,21.3,74,22.8,63]
[3469,20210525,"13시",16.3,69,21.4,69,21.4,69,21.5,64,18.899999999999999,97]
[3472,20210525,"16시",17.5,63,23.4,64,23.4,64,18.899999999999999,83,18.899999999999999,94]
[3476,20210526,"20시",17.8,39,20.100000000000001,72,20.100000000000001,72,19.3,80,18.600000000000001,99]
[3479,20210526,"23시",14.7,67,18.7,73,18.7,73,20,80,17.8,99]
[3483,20210526,"3시",13,85,19.600000000000001,67,19.600000000000001,67,19,93,15.8,99]
[3486,20210526,"6시",11.6,87,18.100000000000001,76,18.100000000000001,76,18.2,90,15.4,99]
[3489,20210526,"9시",14.5,80,21.6,66,21.6,66,18.899999999999999,83,14.6,99]
[3492,20210526,"12시",20.5,47,24.4,55,24.4,55,24.1,36,17.5,94]
[3494,20210526,"14시",22.1,38,24.7,52,24.7,52,25.2,28,18.3,80]
[3497,20210526,"17시",22.8,37,24.3,58,24.3,58,25.5,21,20.100000000000001,59]
[3501,20210527,"21시",20.100000000000001,49,21.5,67,21.5,67,21.7,24,17.3,80]
[3504,20210527,"24시",19.100000000000001,49,21.9,71,21.9,71,18.3,39,17,79]
[3508,20210527,"4시",16.7,64,22.6,60,22.6,60,15.8,63,16.899999999999999,80]
[3511,20210527,"7시",16.399999999999999,69,21.5,65,21.5,65,14.9,65,17.8,73]
[3513,20210527,"9시",14.7,93,23.1,63,23.1,63,18.3,59,20.6,66]
[3516,20210527,"12시",15.3,97,26.6,40,26.6,40,26.1,36,23.6,61]
[3519,20210527,"15시",15.9,91,25.8,43,25.8,43,29.1,32,24.5,58]
[3523,20210528,"19시",17.7,79,22,53,22,53,27.2,40,21.9,72]
[3526,20210528,"22시",15.1,82,21.4,48,21.4,48,23.3,58,20.9,74]
[3529,20210528,"1시",13.9,88,20.8,58,20.8,58,20.7,70,21.1,69]
[3533,20210528,"5시",13.5,94,20.9,57,20.9,57,20.399999999999999,60,19.899999999999999,82]
[3536,20210528,"8시",12.8,97,20.100000000000001,76,20.100000000000001,76,20.7,67,20.9,81]
[3538,20210528,"10시",12.5,96,21.1,72,21.1,72,22.7,67,23.8,70]
[3541,20210528,"13시",14.5,92,21.1,76,21.1,76,26.1,50,25,71]
[3544,20210528,"16시",19,73,22.5,65,22.5,65,27,40,26.3,67]
[3548,20210529,"20시",17.3,79,21.7,67,21.7,67,22.4,55,20.9,83]
[3551,20210529,"23시",15.9,84,19.8,60,19.8,60,19,75,17.399999999999999,99]
[3554,20210529,"2시",15.3,81,19,69,19,69,17.399999999999999,85,16.600000000000001,99]
[3558,20210529,"6시",13.7,90,18.399999999999999,75,18.399999999999999,75,17.3,85,15.6,99]
[3559,20210529,"7시",13.3,90,18.8,74,18.8,74,17.5,83,15.5,99]
[3565,20210529,"13시",18.399999999999999,66,20.9,74,20.9,74,27.9,38,24.2,50]
[3566,20210529,"14시",18.3,63,22,64,22,64,30.7,31,25.8,49]
[3569,20210529,"17시",16,76,24.1,53,24.1,53,32.6,23,24.9,61]
[3573,20210530,"21시",14.6,81,19.600000000000001,79,19.600000000000001,79,26,32,20.399999999999999,59]
[3576,20210530,"24시",13.3,87,19.5,76,19.5,76,21.5,47,19.7,76]
[3579,20210530,"3시",11.8,94,20.8,62,20.8,62,19.2,64,18.600000000000001,68]
[3583,20210530,"7시",10.9,96,20.6,56,20.6,56,16.7,79,19.5,64]
[3584,20210530,"8시",11.9,95,21.2,56,21.2,56,18.100000000000001,72,21.6,56]
[3588,20210530,"12시",20.3,61,25.8,52,25.8,52,28.9,28,27.4,38]
[3591,20210530,"15시",24.1,44,24.5,64,24.5,64,32.1,22,28.6,41]
[3594,20210530,"18시",26.1,40,23.5,63,23.5,63,32.1,18,26,39]
[3598,20210531,"22시",18.7,85,20.100000000000001,81,20.100000000000001,81,24.7,32,22.3,53]
[3601,20210531,"1시",17.5,96,19.899999999999999,71,19.899999999999999,71,21.9,40,21.1,60]
[3604,20210531,"4시",16.8,92,19.3,80,19.3,80,20.5,42,20.399999999999999,79]
[3608,20210531,"8시",17,94,20.2,65,20.2,65,19.600000000000001,58,23.5,53]
[3609,20210531,"9시",17.3,93,22.5,54,22.5,54,22,53,25.6,47]
[3613,20210531,"13시",20.100000000000001,75,29,37,29,37,29.8,32,27.7,51]
[3616,20210531,"16시",22.8,68,29,38,29,38,33.200000000000003,26,24.7,77]
[3619,20210601,"19시",23.5,64,23.6,65,23.6,65,30.3,39,23.2,81]
[3623,20210601,"23시",21.1,70,24.3,44,24.3,44,24.5,58,19.8,95]
[3626,20210601,"2시",19.100000000000001,84,22,42,22,42,21.8,65,19,96]
[3630,20210601,"6시",19,87,20.7,41,20.7,41,20,76,19.5,92]
[3634,20210601,"10시",16.7,86,21.2,59,21.2,59,22.4,69,24.1,72]
[3637,20210601,"13시",22.6,66,23.1,47,23.1,47,26.1,54,26,59]
[3638,20210601,"14시",23.7,61,23.2,50,23.2,50,27.5,40,25,65]
[3641,20210601,"17시",22.5,66,23.3,44,23.3,44,27.8,40,25.5,55]
[3644,20210602,"20시",22.4,67,19.399999999999999,55,19.399999999999999,55,25.1,46,22.9,80]
[3648,20210602,"24시",19.8,82,17.600000000000001,65,17.600000000000001,65,23.4,52,21.5,85]
[3651,20210602,"3시",18.100000000000001,85,16.600000000000001,69,16.600000000000001,69,22.4,51,21,85]
[3655,20210602,"7시",16.7,92,16.2,67,16.2,67,22,50,22.4,78]
[3659,20210602,"11시",24.3,65,23.3,43,23.3,43,19,82,19.600000000000001,99]
[3662,20210602,"14시",28,47,23.5,52,23.5,52,20.100000000000001,68,21.1,94]
[3663,20210602,"15시",28.8,42,22.4,58,22.4,58,21.1,60,21.5,89]
[3666,20210602,"18시",28.7,42,22.1,62,22.1,62,20.5,64,20.6,99]
[3669,20210603,"21시",24.7,54,18.7,72,18.7,72,19.7,62,20.8,94]
[3673,20210603,"1시",21.4,69,18,63,18,63,19.600000000000001,69,18.2,99]
[3676,20210603,"4시",20.3,77,17.100000000000001,49,17.100000000000001,49,18.8,79,17.600000000000001,99]
[3680,20210603,"8시",20.100000000000001,83,18.5,46,18.5,46,20.100000000000001,73,17.600000000000001,99]
[3684,20210603,"12시",22.5,61,23.8,50,23.8,50,22.6,65,19.600000000000001,98]
[3687,20210603,"15시",20.100000000000001,84,24.8,45,24.8,45,21,72,19.2,99]
[3688,20210603,"16시",19.7,87,24.6,54,24.6,54,20.5,74,19.5,99]
[3691,20210604,"19시",18.600000000000001,94,22.4,52,22.4,52,19,87,18.899999999999999,99]
[3695,20210604,"23시",14.9,85,20.6,48,20.6,48,18.399999999999999,91,19.5,96]
[3698,20210604,"2시",14.4,91,20.9,58,20.9,58,18.5,91,19.2,89]
[3701,20210604,"5시",13.4,95,19.7,72,19.7,72,18.399999999999999,92,19.399999999999999,83]
[3705,20210604,"9시",15.5,87,21.9,67,21.9,67,19.7,89,21.3,73]
[3709,20210604,"13시",20.6,60,21.1,84,21.1,84,25.2,59,26.2,61]
[3712,20210604,"16시",23,46,19.600000000000001,89,19.600000000000001,89,26.2,56,25.8,62]
[3713,20210604,"17시",23.1,40,19.399999999999999,91,19.399999999999999,91,25.4,59,25.9,61]
[3716,20210605,"20시",21.1,49,18.7,92,18.7,92,24.6,58,24.5,61]
[3720,20210605,"24시",18,69,16.8,87,16.8,87,21.3,65,21.7,66]
[3723,20210605,"3시",17.399999999999999,71,17.399999999999999,90,17.399999999999999,90,19.600000000000001,70,21,70]
[3726,20210605,"6시",17.399999999999999,72,17.7,86,17.7,86,19.399999999999999,72,20.2,79]
[3730,20210605,"10시",18.399999999999999,82,20.6,74,20.6,74,24.4,57,21.6,79]
[3734,20210605,"14시",24.1,63,24.2,58,24.2,58,26.3,50,25.5,60]
[3737,20210605,"17시",25.4,51,22.9,62,22.9,62,25.9,50,24.8,60]
[3738,20210605,"18시",25.2,53,22.2,66,22.2,66,24.8,54,24.4,60]
[3741,20210606,"21시",22,56,20.100000000000001,72,20.100000000000001,72,23.3,60,23.6,60]
[3745,20210606,"1시",19.100000000000001,86,19.8,73,19.8,73,21.2,72,20.6,91]
[3748,20210606,"4시",18.899999999999999,87,19.600000000000001,75,19.600000000000001,75,20.6,73,19.5,89]
[3751,20210606,"7시",19.100000000000001,82,19.399999999999999,75,19.399999999999999,75,20.2,76,19.8,86]
[3756,20210606,"12시",23.3,68,18.8,94,18.8,94,24.4,49,25.2,60]
[3759,20210606,"15시",27.3,53,20.100000000000001,85,20.100000000000001,85,26.8,44,27.6,59]
[3760,20210606,"16시",27.7,51,20,83,20,83,26,45,27.2,60]
[3763,20210607,"19시",27.2,53,19.7,85,19.7,85,23.2,66,23.1,72]
[3766,20210607,"22시",23.5,73,18.899999999999999,90,18.899999999999999,90,20.8,75,21.2,79]
[3770,20210607,"2시",20.399999999999999,78,18.8,93,18.8,93,19.100000000000001,83,18.8,99]
[3773,20210607,"5시",19.5,81,19,89,19,89,18.100000000000001,87,18.3,91]
[3776,20210607,"8시",20.2,75,19.7,87,19.7,87,19,84,21.7,78]
[3781,20210607,"13시",21.7,65,22.3,80,22.3,80,26.2,50,23.1,78]
[3784,20210607,"16시",22.1,64,24.8,72,24.8,72,26.5,52,24.2,64]
[3785,20210607,"17시",22.8,63,23.3,73,23.3,73,24.5,60,24.4,68]
[3788,20210608,"20시",22.7,68,21,86,21,86,23.4,61,21,79]
[3791,20210608,"23시",20.6,75,19.600000000000001,95,19.600000000000001,95,21.6,67,20,92]
[3795,20210608,"3시",19.399999999999999,80,19.2,93,19.2,93,20.2,78,19,94]
[3797,20210608,"5시",19.100000000000001,83,19,97,19,97,19.399999999999999,79,18.5,99]
[3803,20210608,"11시",24.2,62,20.7,89,20.7,89,22.5,67,21,88]
[3806,20210608,"14시",27.6,52,21.7,85,21.7,85,24.8,53,21.5,86]
[3809,20210608,"17시",29.4,44,22.1,83,22.1,83,27,43,21.3,90]
[3810,20210608,"18시",26.4,68,21.7,84,21.7,84,24.7,59,21,91]
[3813,20210609,"21시",24.6,74,20.100000000000001,90,20.100000000000001,90,22,68,19.2,99]
[3816,20210609,"24시",22.3,81,19.600000000000001,93,19.600000000000001,93,20.5,74,18.399999999999999,99]
[3820,20210609,"4시",20.2,79,20,86,20,86,19.8,77,17.5,99]
[3822,20210609,"6시",19.600000000000001,78,20.3,83,20.3,83,19.899999999999999,77,17.399999999999999,99]
[3828,20210609,"12시",27.3,54,22.4,82,22.4,82,24,64,22.7,80]
[3831,20210609,"15시",31,41,25.8,70,25.8,70,25.4,58,24.7,75]
[3834,20210609,"18시",31.4,38,24.3,71,24.3,71,26.3,57,22.4,72]
[3835,20210610,"19시",30.9,42,22.8,77,22.8,77,23.5,67,21.4,83]
[3838,20210610,"22시",27.2,56,20.5,83,20.5,83,22.5,69,19.5,95]
[3841,20210610,"1시",24.7,63,20.5,84,20.5,84,21.5,75,19.8,93]
[3847,20210610,"7시",22.3,77,20.6,78,20.6,78,20.5,78,20,98]
[3849,20210610,"9시",23.5,72,22.7,70,22.7,70,21.6,74,21.1,92]
[3853,20210610,"13시",28.4,55,25.2,66,25.2,66,25.8,56,24.7,78]
[3856,20210610,"16시",29.5,45,24.8,69,24.8,69,27.9,50,26.2,70]
[3859,20210611,"19시",26.7,62,22.4,82,22.4,82,25.9,56,24.4,80]
[3860,20210611,"20시",25.1,73,21.6,81,21.6,81,25.1,58,22.9,87]
[3863,20210611,"23시",23.1,69,20.3,87,20.3,87,22.7,70,18.5,96]
[3867,20210611,"3시",20.3,88,20.2,90,20.2,90,21.1,65,18.3,99]
[3872,20210611,"8시",20.6,89,21.9,78,21.9,78,20.2,79,18.899999999999999,99]
[3874,20210611,"10시",20.2,89,24.8,70,24.8,70,23.9,59,21.9,84]
[3878,20210611,"14시",22,80,25.9,67,25.9,67,27.2,40,25,67]
[3881,20210611,"17시",23.8,75,25.5,73,25.5,73,28,39,18.8,99]
[3884,20210612,"20시",23.6,73,23.3,83,23.3,83,23.5,55,20,93]
[3885,20210612,"21시",22.3,79,23.1,83,23.1,83,22.4,58,19.7,91]
[3888,20210612,"24시",20.3,91,22.1,90,22.1,90,20.3,71,19.2,92]
[3892,20210612,"4시",18.899999999999999,95,22.5,87,22.5,87,18.899999999999999,79,18.8,99]
[3897,20210612,"9시",19.5,92,22.5,89,22.5,89,17,91,20.2,84]
[3899,20210612,"11시",23.8,76,24.1,81,24.1,81,20.2,79,22.1,74]
[3903,20210612,"15시",28.7,57,23,93,23,93,21.2,75,24,68]
[3906,20210612,"18시",29.6,54,21.4,97,21.4,97,23,65,20.2,80]
[3909,20210613,"21시",26.7,69,21.9,96,21.9,96,19.899999999999999,73,19,96]
[3910,20210613,"22시",25.8,73,21.8,96,21.8,96,19.5,73,18.600000000000001,99]
[3913,20210613,"1시",23.3,83,21.5,96,21.5,96,18.7,80,18,99]
[3918,20210613,"6시",21.1,87,20.9,98,20.9,98,18.3,82,17.5,99]
[3921,20210613,"9시",22.6,82,21.4,93,21.4,93,19.7,79,18.399999999999999,99]
[3924,20210613,"12시",27,67,22.6,86,22.6,86,24.2,58,20.2,96]
[3928,20210613,"16시",29.2,58,24.9,71,24.9,71,25.4,51,22.4,90]
[3931,20210614,"19시",27.9,58,22.2,80,22.2,80,25.2,53,20.6,98]
[3932,20210614,"20시",25.9,67,21.3,83,21.3,83,23.8,58,19.600000000000001,99]
[3935,20210614,"23시",23.5,73,20.5,85,20.5,85,21.3,76,18.100000000000001,99]
[3938,20210614,"2시",21.5,81,20.399999999999999,85,20.399999999999999,85,20,82,17.7,99]
[3943,20210614,"7시",19,88,20.2,89,20.2,89,19.3,84,17.5,99]
[3946,20210614,"10시",23.8,74,21,86,21,86,21.3,73,20.7,88]
[3949,20210614,"13시",28.6,55,21.7,85,21.7,85,25.3,47,22.9,75]
[3953,20210614,"17시",29.6,57,23.1,78,23.1,78,27.2,40,23.8,74]
[3956,20210615,"20시",26.9,65,21.4,88,21.4,88,24.7,47,20,99]
[3957,20210615,"21시",25.8,67,20.8,90,20.8,90,23.1,52,19.5,99]
[3960,20210615,"24시",23.4,70,20.7,92,20.7,92,20.2,68,19.3,99]
[3964,20210615,"4시",22.5,75,19.899999999999999,91,19.899999999999999,91,18.399999999999999,82,18.899999999999999,99]
[3968,20210615,"8시",21.6,87,21.3,90,21.3,90,18.100000000000001,84,19.3,99]
[3971,20210615,"11시",22,91,23.6,73,23.6,73,24.2,61,20.9,90]
[3975,20210615,"15시",22.5,83,23.8,77,23.8,77,27.1,41,23.5,82]
[3978,20210615,"18시",24.5,73,23.1,84,23.1,84,27.7,42,22.8,82]
[3981,20210616,"21시",23.5,74,22.5,88,22.5,88,23.9,54,20,92]
[3982,20210616,"22시",22.8,75,22.5,89,22.5,89,23,59,19.7,98]
[3985,20210616,"1시",21.5,71,22.9,93,22.9,93,21.1,65,19.100000000000001,99]
[3989,20210616,"5시",20.3,76,22.6,98,22.6,98,19.5,75,18.600000000000001,99]
[3993,20210616,"9시",23.6,66,22.5,97,22.5,97,20.7,67,22.1,86]
[3996,20210616,"12시",26.3,54,24.4,87,24.4,87,26.3,38,24.3,69]
[4000,20210616,"16시",28.6,47,24.8,76,24.8,76,29.6,31,24.8,66]
[4003,20210617,"19시",27.7,49,24.8,71,24.8,71,24.8,65,22.4,84]
[4006,20210617,"22시",23.4,59,23.2,71,23.2,71,22.8,74,21.2,99]
[4007,20210617,"23시",22.6,61,22.8,72,22.8,72,22.5,74,21.3,97]
[4010,20210617,"2시",21,65,21.8,67,21.8,67,22,77,21.1,98]
[4014,20210617,"6시",19.600000000000001,70,19.7,71,19.7,71,21.1,77,20.8,99]
[4018,20210617,"10시",20.9,69,24.2,59,24.2,59,20.100000000000001,87,22.7,97]
[4021,20210617,"13시",24.1,62,28.1,49,28.1,49,21.9,82,25.5,78]
[4025,20210617,"17시",24,67,24.7,63,24.7,63,23.9,56,26.4,70]
[4028,20210618,"20시",22.8,75,21.9,74,21.9,74,22.2,64,22.3,99]
[4031,20210618,"23시",21.5,84,20.7,82,20.7,82,20.3,73,22,98]
[4032,20210618,"24시",21.2,85,21.1,80,21.1,80,20.3,75,21.8,99]
[4035,20210618,"3시",20.3,87,20.9,77,20.9,77,19.100000000000001,79,21.1,95]
[4040,20210618,"8시",19,96,20.9,82,20.9,82,19.8,72,21.2,99]
[4043,20210618,"11시",19.7,97,24.4,73,24.4,73,25.3,53,23.5,90]
[4046,20210618,"14시",20,95,25,68,25,68,27.6,44,25.7,79]
[4050,20210618,"18시",21.3,85,23.8,74,23.8,74,27.4,46,23.9,85]
[4053,20210619,"21시",20.5,87,22.7,78,22.7,78,23.7,50,21.3,99]
[4056,20210619,"24시",19.7,89,21.9,95,21.9,95,21.4,75,20.100000000000001,99]
[4057,20210619,"1시",19.2,92,21.8,97,21.8,97,20.6,80,20.3,97]
[4060,20210619,"4시",19.100000000000001,90,22.4,98,22.4,98,20,82,20,99]
[4065,20210619,"9시",19.3,91,22.2,98,22.2,98,21.2,75,20.3,99]
[4068,20210619,"12시",24,65,26,83,26,83,25.6,58,22.2,95]
[4071,20210619,"15시",26.7,55,27.5,69,27.5,69,28,47,22.8,93]
[4075,20210620,"19시",26.5,51,24.7,79,24.7,79,27.2,49,21,99]
[4078,20210620,"22시",22.6,72,22,94,22,94,23,63,20.399999999999999,99]
[4079,20210620,"23시",21.7,75,21.7,94,21.7,94,21.9,68,20.3,99]
[4085,20210620,"5시",18.2,87,22.3,92,22.3,92,19.7,80,20.3,99]
[4086,20210620,"6시",17.7,86,22,93,22,93,19.3,82,20.3,99]
[4090,20210620,"10시",23.3,71,25.8,79,25.8,79,24.1,65,23.5,92]
[4093,20210620,"13시",27.5,51,26.9,76,26.9,76,27.9,53,25.1,78]
[4096,20210620,"16시",27.7,58,26.8,77,26.8,77,26.6,50,24.8,86]
[4100,20210621,"20시",23.9,75,23.1,95,23.1,95,24.6,59,23.4,96]
[4103,20210621,"23시",21.6,81,22.4,98,22.4,98,23.3,67,23.5,82]
[4104,20210621,"24시",21.2,83,22.2,98,22.2,98,23,69,22.6,97]
[4110,20210621,"6시",19.3,89,21.8,99,21.8,99,21.4,76,21.2,98]
[4111,20210621,"7시",19.3,91,21.3,99,21.3,99,21.2,77,21.4,96]
[4115,20210621,"11시",24,68,23.1,92,23.1,92,25,62,25,75]
[4118,20210621,"14시",27.1,52,23.3,86,23.3,86,23.7,70,25.7,78]
[4121,20210621,"17시",27.8,49,24.1,81,24.1,81,21.9,79,25.6,74]
[4125,20210622,"21시",24.4,56,21.8,85,21.8,85,21.6,82,23.3,89]
[4128,20210622,"24시",22,64,21.7,89,21.7,89,21,82,21.9,90]
[4131,20210622,"3시",20.7,74,21.8,90,21.8,90,20.5,83,21.8,90]
[4133,20210622,"5시",20.5,76,21.5,94,21.5,94,20.2,83,21.4,86]
[4136,20210622,"8시",20.6,77,21.9,93,21.9,93,21.1,80,23,83]
[4140,20210622,"12시",25.7,61,22.3,95,22.3,95,24.4,65,25.8,71]
[4143,20210622,"15시",28.1,42,22.8,94,22.8,94,25.9,59,27.3,71]
[4147,20210623,"19시",25.8,54,21.8,97,21.8,97,25.8,61,24.7,77]
[4150,20210623,"22시",22.1,73,21.4,95,21.4,95,22.3,76,22.4,87]
[4153,20210623,"1시",20.5,76,21.4,93,21.4,93,21,81,21,99]
[4156,20210623,"4시",19.600000000000001,81,21.4,91,21.4,91,20.3,85,19.5,99]
[4158,20210623,"6시",19,80,20.7,92,20.7,92,20.3,86,19.600000000000001,99]
[4161,20210623,"9시",20.3,74,23.5,72,23.5,72,21.5,81,20.8,99]
[4165,20210623,"13시",25.8,58,25.6,65,25.6,65,23.8,71,23.7,89]
[4168,20210623,"16시",27.8,50,26.1,71,26.1,71,23.8,73,24,79]
[4172,20210624,"20시",23.4,73,23.6,83,23.6,83,23.6,70,20.9,99]
[4175,20210624,"23시",21.2,75,22.2,88,22.2,88,21.8,75,20.3,99]
[4177,20210624,"1시",20.2,81,22.3,88,22.3,88,21,80,20,99]
[4180,20210624,"4시",19,87,22.1,92,22.1,92,20.100000000000001,90,19.5,99]
[4183,20210624,"7시",18.5,89,21.9,95,21.9,95,19.8,90,19.8,99]
[4186,20210624,"10시",22.9,73,21.3,98,21.3,98,21.7,85,22.5,88]
[4190,20210624,"14시",26,57,23.2,98,23.2,98,26.4,58,24,82]
[4193,20210624,"17시",27.9,56,23.2,95,23.2,95,27.9,42,24.7,76]
[4197,20210625,"21시",23.8,68,23.9,88,23.9,88,23.5,62,21.1,99]
[4200,20210625,"24시",21.8,71,23,88,23,88,21.5,74,20.5,99]
[4202,20210625,"2시",20.9,76,21.8,79,21.8,79,20.399999999999999,81,20.3,99]
[4205,20210625,"5시",20,84,21,70,21,70,19,87,19.8,99]
[4208,20210625,"8시",20.399999999999999,86,21.1,76,21.1,76,20.100000000000001,83,21.2,99]
[4212,20210625,"12시",26.7,59,24.6,66,24.6,66,25.9,56,24.9,74]
[4215,20210625,"15시",28.9,51,24.5,64,24.5,64,28.1,42,26.6,68]
[4218,20210625,"18시",28.7,50,24.4,67,24.4,67,26.5,56,24.8,76]
[4222,20210626,"22시",23.6,73,22.3,66,22.3,66,22.8,68,22,95]
[4225,20210626,"1시",22.5,79,21.6,66,21.6,66,21.7,77,21,99]
[4227,20210626,"3시",22.2,82,20.9,73,20.9,73,20.9,80,20.8,99]
[4230,20210626,"6시",20.5,88,19.7,80,19.7,80,20.3,85,20.8,99]
[4233,20210626,"9시",20.399999999999999,91,22.9,62,22.9,62,21.5,80,23.2,84]
[4237,20210626,"13시",23.2,79,28.2,48,28.2,48,27,56,26.4,66]
[4240,20210626,"16시",25.9,66,27.2,55,27.2,55,29.4,45,27.2,64]
[4243,20210627,"19시",26.1,66,23.7,75,23.7,75,26.3,61,23.8,85]
[4247,20210627,"23시",22.3,78,21,89,21,89,23.5,68,21.9,99]
[4248,20210627,"24시",21.9,79,21.2,84,21.2,84,22.6,71,21.5,99]
[4252,20210627,"4시",20.3,87,20.100000000000001,95,20.100000000000001,95,21,80,20.8,99]
[4255,20210627,"7시",19.899999999999999,88,19.7,98,19.7,98,20.399999999999999,83,21.2,99]
[4258,20210627,"10시",24.2,73,20,95,20,95,25.3,57,23.4,89]
[4262,20210627,"14시",28.8,52,22,86,22,86,30.4,38,25.8,77]
[4265,20210627,"17시",30.5,46,22,86,22,86,31.2,44,25.5,74]
[4268,20210628,"20시",22.3,86,20.399999999999999,94,20.399999999999999,94,27.5,50,22.7,95]
[4272,20210628,"24시",22,92,19.600000000000001,92,19.600000000000001,92,22.6,68,21.1,99]
[4273,20210628,"1시",22.1,90,19.3,94,19.3,94,21.7,75,21.2,99]
[4277,20210628,"5시",21.7,84,19.2,88,19.2,88,22,73,20.6,99]
[4280,20210628,"8시",21,86,20.8,85,20.8,85,22.1,79,21.3,99]
[4283,20210628,"11시",22.9,79,25,59,25,59,25.1,63,23.8,88]
[4287,20210628,"15시",27.7,62,24.8,59,24.8,59,28,44,25,80]
[4290,20210628,"18시",25.3,75,22.9,64,22.9,64,28.5,42,23.5,87]
[4293,20210629,"21시",24.4,74,21.7,72,21.7,72,23.8,67,21.1,93]
[4298,20210629,"2시",22,84,21.1,86,21.1,86,21.4,80,20.399999999999999,99]
[4301,20210629,"5시",21.6,85,20.6,91,20.6,91,20.6,85,20.100000000000001,99]
[4302,20210629,"6시",21.3,88,20.2,95,20.2,95,20.5,85,20,99]
[4305,20210629,"9시",23.6,80,21.1,93,21.1,93,21.9,80,23,83]
[4308,20210629,"12시",25.9,69,23,84,23,84,27.4,57,24.1,77]
[4312,20210629,"16시",27.7,62,23.3,80,23.3,80,28.9,44,27.4,71]
[4315,20210630,"19시",24,83,22.9,77,22.9,77,27.7,44,24,79]
[4319,20210630,"23시",22.6,85,21,89,21,89,23.3,65,21.9,93]
[4323,20210630,"3시",21.4,90,20.5,90,20.5,90,21.6,79,21.4,99]
[4326,20210630,"6시",21.1,94,20.5,92,20.5,92,20.8,83,20.8,99]
[4327,20210630,"7시",21.1,93,21.2,88,21.2,88,20.8,84,21.1,99]
[4330,20210630,"10시",23,87,24.4,76,24.4,76,24.4,64,23.6,89]
[4333,20210630,"13시",24.7,71,24.3,84,24.3,84,28.4,49,26.3,78]
[4337,20210630,"17시",28,59,26.9,73,26.9,73,29.3,41,26.9,68]
[4340,20210701,"20시",27.1,68,23.9,81,23.9,81,27.7,51,23.5,99]
[4344,20210701,"24시",24.4,79,22.3,89,22.3,89,23.1,71,22,99]
[4348,20210701,"4시",22,88,23,85,23,85,21.3,81,21.6,99]
[4351,20210701,"7시",21.4,90,22.7,87,22.7,87,20.5,87,22,99]
[4352,20210701,"8시",22.4,88,22.8,93,22.8,93,21.3,82,22.6,99]
[4355,20210701,"11시",27,70,23.1,95,23.1,95,26.4,62,25.4,80]
[4359,20210701,"15시",30.4,51,22.6,96,22.6,96,31,42,28.8,70]
[4362,20210701,"18시",30,60,22.9,98,22.9,98,29.3,49,28.6,64]
[4365,20210702,"21시",27.8,68,23.6,98,23.6,98,25.8,53,23.5,96]
[4369,20210702,"1시",25.2,76,23.3,99,23.3,99,23.2,63,22.4,99]
[4373,20210702,"5시",24,76,23.7,95,23.7,95,21.7,68,22.9,99]
[4376,20210702,"8시",23.9,75,23.3,91,23.3,91,22.4,67,24,93]
[4377,20210702,"9시",24.4,72,22.9,94,22.9,94,23.1,61,24.9,86]
[4380,20210702,"12시",26.8,64,23.4,94,23.4,94,25.5,56,27.6,82]
[4384,20210702,"16시",31.3,50,22.8,96,22.8,96,23.2,78,26.1,87]
[4387,20210703,"19시",30.6,52,23.2,99,23.2,99,19.8,88,24.1,98]
[4390,20210703,"22시",27.9,60,22.7,98,22.7,98,18.5,89,22.4,99]
[4394,20210703,"2시",24.9,67,21.6,98,21.6,98,18.8,91,22.5,99]
[4398,20210703,"6시",22.8,69,21.8,98,21.8,98,18.8,92,21,98]
[4401,20210703,"9시",22.6,71,22.7,96,22.7,96,20,92,21.5,99]
[4402,20210703,"10시",24,66,22.2,93,22.2,93,20.100000000000001,92,21.5,99]
[4405,20210703,"13시",25.2,66,24.5,85,24.5,85,21.4,92,20.7,99]
[4409,20210703,"17시",23.3,84,21.9,97,21.9,97,21.8,91,21.8,99]
[4412,20210704,"20시",20.5,99,21.1,99,21.1,99,21.7,90,21.6,98]
[4415,20210704,"23시",19.7,100,20.2,98,20.2,98,21.4,91,21.7,96]
[4420,20210704,"4시",20.399999999999999,99,20.8,99,20.8,99,20.8,91,21.4,94]
[4423,20210704,"7시",21,99,20.8,99,20.8,99,21,91,21.7,91]
[4424,20210704,"8시",21.2,100,20.7,99,20.7,99,21.1,91,23.6,75]
[4427,20210704,"11시",22.1,99,20.9,99,20.9,99,22.1,89,27.5,62]
[4430,20210704,"14시",22.7,99,21.3,99,21.3,99,23.3,89,28.8,65]
[4434,20210704,"18시",21.5,95,21.5,99,21.5,99,25.7,70,28.3,66]
[4437,20210705,"21시",20.6,94,20.6,99,20.6,99,23.8,78,24.7,82]
[4440,20210705,"24시",20.3,92,20.7,99,20.7,99,22.9,84,23.9,99]
[4445,20210705,"5시",20.2,93,20.2,99,20.2,99,21.3,87,21.9,99]
[4448,20210705,"8시",20.399999999999999,93,21.8,99,21.8,99,22,86,22.9,87]
[4449,20210705,"9시",21.1,88,22.2,99,22.2,99,23.7,77,23.6,89]
[4452,20210705,"12시",23.1,80,24.5,99,24.5,99,25.3,72,26,79]
[4455,20210705,"15시",26.1,68,25.5,95,25.5,95,26.7,66,26.1,73]
[4459,20210706,"19시",25.9,71,25.3,97,25.3,97,25,71,24.1,82]
[4461,20210706,"21시",24.9,75,25.1,98,25.1,98,23.8,77,23.2,92]
[4466,20210706,"2시",22.5,87,24.1,98,24.1,98,21.4,82,22.7,94]
[4470,20210706,"6시",21,92,24.2,97,24.2,97,20.3,86,23,95]
[4473,20210706,"9시",22.6,86,25.8,91,25.8,91,19.2,86,24.6,81]
[4474,20210706,"10시",24.2,80,25.4,93,25.4,93,18.399999999999999,88,25.9,77]
[4477,20210706,"13시",27.8,65,27.9,83,27.9,83,18.600000000000001,90,27.3,66]
[4480,20210706,"16시",29.7,56,29,79,29,79,20.2,88,27.6,58]
[4484,20210707,"20시",27.2,67,24.1,97,24.1,97,21.4,83,25,70]
[4486,20210707,"22시",25.8,66,22.9,94,22.9,94,20.2,88,23.7,78]
[4492,20210707,"4시",24.1,77,19.5,98,19.5,98,20,90,21.6,95]
[4495,20210707,"7시",23.9,82,20.8,99,20.8,99,20.2,91,22.5,90]
[4498,20210707,"10시",26,81,23.2,91,23.2,91,22.5,82,26.1,70]
[4499,20210707,"11시",26.7,74,25.5,83,25.5,83,23.3,78,27.3,65]
[4502,20210707,"14시",28.6,68,26.9,81,26.9,81,24.7,74,28.8,66]
[4505,20210707,"17시",28.9,68,27.3,79,27.3,79,25.2,73,29.3,67]
[4509,20210708,"21시",27.3,79,24.3,87,24.3,87,23.7,76,25,91]
[4511,20210708,"23시",25.5,91,23.6,89,23.6,89,23.9,74,23.2,99]
[4517,20210708,"5시",24.2,93,23.4,94,23.4,94,23.2,78,23.6,90]
[4520,20210708,"8시",24.1,95,23.9,92,23.9,92,23.5,80,23.2,99]
[4523,20210708,"11시",25.4,89,25.5,86,25.5,86,25.4,72,24.5,99]
[4524,20210708,"12시",27.4,81,25.1,89,25.1,89,25.4,74,25.3,95]
[4527,20210708,"15시",29.1,70,29.6,66,29.6,66,29.8,63,27.1,83]
[4531,20210709,"19시",28.1,71,25,85,25,85,28.6,72,26.8,91]
[4536,20210709,"24시",24,83,24.1,84,24.1,84,26.6,77,24.4,93]
[4538,20210709,"2시",23.8,83,23.8,86,23.8,86,25.5,83,23.8,99]
[4542,20210709,"6시",23.6,85,22.8,87,22.8,87,25.6,81,24.3,99]
[4545,20210709,"9시",24.5,84,25.7,77,25.7,77,25.8,80,27.9,92]
[4548,20210709,"12시",25.6,78,27.7,73,27.7,73,28,73,31,79]
[4549,20210709,"13시",26.3,76,26.8,76,26.8,76,28.9,67,32.5,72]
[4552,20210709,"16시",28.6,66,28.7,65,28.7,65,28.2,70,26.8,99]
[4556,20210710,"20시",26.8,71,25.9,77,25.9,77,26.3,79,27.3,86]
[4561,20210710,"1시",24,80,23.7,84,23.7,84,25.7,76,25.8,99]
[4563,20210710,"3시",24,82,23.2,93,23.2,93,25.3,77,24.7,99]
[4567,20210710,"7시",23.4,87,23.4,91,23.4,91,25,80,24.6,99]
[4570,20210710,"10시",24.3,88,27.8,73,27.8,73,28.1,67,26.8,90]
[4573,20210710,"13시",27.8,74,27.4,74,27.4,74,30.4,56,29.3,68]
[4574,20210710,"14시",28.9,66,27.4,75,27.4,75,30.8,49,30.4,61]
[4577,20210710,"17시",28.3,69,27.1,77,27.1,77,29.7,52,31.9,46]
[4582,20210711,"22시",26.2,81,24.7,83,24.7,83,25.1,70,25.8,65]
[4585,20210711,"1시",25.5,87,23.6,96,23.6,96,24.2,76,23.3,99]
[4588,20210711,"4시",24.9,87,24,88,24,88,23.5,78,22.5,99]
[4592,20210711,"8시",24.1,92,24.2,87,24.2,87,22.7,80,24.1,99]
[4595,20210711,"11시",25,90,26.3,83,26.3,83,26.1,71,27.6,76]
[4596,20210711,"12시",25.4,90,26.5,89,26.5,89,27.7,64,28,64]
[4599,20210711,"15시",27,82,25.5,95,25.5,95,31.3,43,27.5,85]
[4602,20210711,"18시",27.5,82,25.2,97,25.2,97,31.4,46,25.7,94]
[4607,20210712,"23시",26,86,23.8,98,23.8,98,25.9,65,23.2,95]
[4610,20210712,"2시",24.5,88,24,95,24,95,23.2,80,22.5,99]
[4613,20210712,"5시",24.3,88,23.2,98,23.2,98,21.8,87,21.7,99]
[4617,20210712,"9시",25.5,85,24.7,93,24.7,93,23.8,76,23.8,99]
[4620,20210712,"12시",28.4,76,24,98,24,98,27,59,25.1,94]
[4621,20210712,"13시",29.2,74,24.6,97,24.6,97,28,52,26.1,88]
[4624,20210712,"16시",32.200000000000003,63,24.4,96,24.4,96,29.2,49,25.2,99]
[4628,20210713,"20시",30.9,63,23.5,95,23.5,95,27,59,23.7,99]
[4632,20210713,"24시",28.3,76,22.6,98,22.6,98,22.2,85,22.8,99]
[4635,20210713,"3시",26.8,84,23.1,99,23.1,99,21.1,91,22.6,99]
[4638,20210713,"6시",26.3,86,22.7,99,22.7,99,19.8,90,22.6,99]
[4642,20210713,"10시",28.3,80,27.1,83,27.1,83,21.6,88,23.6,91]
[4645,20210713,"13시",30.6,68,28,78,28,78,24.2,78,25.2,92]
[4646,20210713,"14시",30.3,67,28.6,76,28.6,76,26.4,71,25.3,93]
[4649,20210713,"17시",30.8,68,28.7,74,28.7,74,27.3,60,24,99]
[4653,20210714,"21시",29.6,72,25.4,88,25.4,88,24.5,72,22.9,99]
[4657,20210714,"1시",28.1,79,25.2,87,25.2,87,22.3,79,22.7,99]
[4660,20210714,"4시",26.6,86,25.3,84,25.3,84,22.1,82,22.2,99]
[4664,20210714,"8시",27.3,78,25.4,81,25.4,81,22.7,83,23.1,99]
[4667,20210714,"11시",30.3,68,29,67,29,67,26.6,64,24.8,94]
[4670,20210714,"14시",32.6,62,31.4,53,31.4,53,30,52,27.3,82]
[4671,20210714,"15시",32.6,57,30.1,58,30.1,58,31,48,27.9,80]
[4674,20210714,"18시",32.5,62,26.4,74,26.4,74,30.2,58,26.8,79]
[4678,20210715,"22시",30.1,70,22.8,80,22.8,80,25.2,73,23.5,99]
[4682,20210715,"2시",28.1,78,23.5,70,23.5,70,23.6,83,23.4,99]
[4685,20210715,"5시",26.9,83,23.1,70,23.1,70,23,86,23.1,99]
[4689,20210715,"9시",28.9,78,24.3,62,24.3,62,23.8,83,25,89]
[4692,20210715,"12시",32.299999999999997,60,26.8,66,26.8,66,25.9,72,27.3,75]
[4695,20210715,"15시",33.799999999999997,57,27.3,64,27.3,64,25.7,73,28.1,76]
[4696,20210715,"16시",33.1,57,26.7,66,26.7,66,26.6,70,28.5,65]
[4699,20210716,"19시",30.4,66,24.9,75,24.9,75,24.9,65,25.4,92]
[4704,20210716,"24시",26.1,78,22.2,79,22.2,79,23,71,23,99]
[4707,20210716,"3시",25.3,81,22.4,84,22.4,84,22.8,74,22.9,99]
[4710,20210716,"6시",24.3,86,22.5,85,22.5,85,21.9,79,22.7,99]
[4714,20210716,"10시",28.3,72,22.8,84,22.8,84,25.3,67,25.2,91]
[4717,20210716,"13시",32.299999999999997,57,22.1,94,22.1,94,28.6,62,26.9,82]
[4720,20210716,"16시",34.200000000000003,49,22.7,98,22.7,98,28.3,63,29,63]
[4721,20210716,"17시",35,48,23,98,23,98,27.9,65,28.5,72]
[4724,20210717,"20시",30.3,57,24.3,98,24.3,98,24.6,87,24.9,86]
[4729,20210717,"1시",26.4,72,23.2,94,23.2,94,22.4,83,23.4,99]
[4732,20210717,"4시",25.2,77,22.4,91,22.4,91,21.5,88,23.3,99]
[4735,20210717,"7시",24.7,80,22,91,22,91,21.9,91,23.2,99]
[4739,20210717,"11시",29.8,58,26.6,72,26.6,72,23.3,86,26,83]
[4742,20210717,"14시",31.6,54,26.6,75,26.6,75,23.7,89,26.1,88]
[4745,20210717,"17시",32.799999999999997,54,27.8,64,27.8,64,21.7,92,25.7,97]
[4749,20210718,"21시",30.1,59,25.6,78,25.6,78,22,91,23.5,99]
[4750,20210718,"22시",29.6,60,25.2,79,25.2,79,22.4,91,23.4,99]
[4754,20210718,"2시",27.7,68,23.7,88,23.7,88,22.2,92,23.5,99]
[4757,20210718,"5시",26.7,72,22.8,92,22.8,92,22.6,93,22.3,99]
[4760,20210718,"8시",26.3,76,22.9,92,22.9,92,23,93,22.1,99]
[4764,20210718,"12시",30.5,57,27,76,27,76,26,84,24.9,94]
[4767,20210718,"15시",32.5,50,27.7,70,27.7,70,26.9,83,28.6,77]
[4768,20210718,"16시",33.1,50,27,77,27,77,26.4,86,28.5,74]
[4774,20210719,"22시",29.9,66,24,78,24,78,23.7,85,23.6,99]
[4775,20210719,"23시",29.4,69,23.5,89,23.5,89,23.3,89,23.3,99]
[4779,20210719,"3시",27.1,73,23.5,84,23.5,84,23,92,23.7,99]
[4782,20210719,"6시",26.1,77,23.5,90,23.5,90,22.4,92,23.8,99]
[4785,20210719,"9시",27.3,73,24.6,82,24.6,82,22.7,93,24.7,99]
[4789,20210719,"13시",30.2,63,28.1,69,28.1,69,23,91,27.4,96]
[4792,20210719,"16시",24.1,94,27.2,73,27.2,73,28.9,71,28.3,89]
[4795,20210720,"19시",24.8,88,25.9,75,25.9,75,30.6,59,26.3,99]
[4797,20210720,"21시",25.8,83,24,80,24,80,26.8,77,24,99]
[4800,20210720,"24시",25,90,23.4,82,23.4,82,24.8,83,23.7,99]
[4804,20210720,"4시",24.1,92,22.9,83,22.9,83,24.3,85,23.7,99]
[4807,20210720,"7시",23.8,93,22.3,83,22.3,83,23.5,88,24.2,99]
[4811,20210720,"11시",29.3,72,26.6,64,26.6,64,27.5,69,26.1,99]
[4814,20210720,"14시",31.3,61,28.1,64,28.1,64,29.9,56,28.6,90]
[4817,20210720,"17시",31.3,62,27.1,62,27.1,62,31.6,53,28,92]
[4820,20210721,"20시",28.9,71,24.2,72,24.2,72,28.7,68,26.3,96]
[4822,20210721,"22시",28.1,75,22.9,78,22.9,78,26.7,73,25.1,99]
[4825,20210721,"1시",27.4,78,22.4,77,22.4,77,25.4,83,24.2,99]
[4829,20210721,"5시",26,86,21.7,80,21.7,80,24.6,85,23.7,99]
[4832,20210721,"8시",26.1,85,23,78,23,78,24.7,84,23.8,99]
[4836,20210721,"12시",32.200000000000003,61,27.5,67,27.5,67,28.5,64,28.1,84]
[4839,20210721,"15시",33.6,54,27.4,66,27.4,66,31.5,54,28.3,84]
[4842,20210721,"18시",35.1,41,26.5,70,26.5,70,31.6,58,27,96]
[4845,20210722,"21시",32.6,50,23.8,78,23.8,78,27,77,24.9,99]
[4847,20210722,"23시",30.7,58,23.4,76,23.4,76,25.8,78,24.4,99]
[4850,20210722,"2시",28.5,71,22.5,79,22.5,79,23.7,85,24.3,99]
[4854,20210722,"6시",27,76,21.8,81,21.8,81,24,81,24.5,99]
[4857,20210722,"9시",28.2,71,24,72,24,72,24.9,78,24.9,99]
[4861,20210722,"13시",33.4,46,27.2,65,27.2,65,29.1,62,26.5,95]
[4864,20210722,"16시",35.200000000000003,40,27.3,65,27.3,65,30.1,58,25.9,99]
[4866,20210722,"18시",35.700000000000003,40,26.3,69,26.3,69,30.1,61,24.3,99]
[4869,20210723,"21시",32.6,58,23.7,81,23.7,81,27,68,24.3,99]
[4872,20210723,"24시",31.1,59,23.4,83,23.4,83,25.3,81,24.2,99]
[4876,20210723,"4시",28.4,70,23,82,23,82,25,80,23.8,99]
[4879,20210723,"7시",27.2,72,22.7,80,22.7,80,25,81,23.5,99]
[4882,20210723,"10시",30.1,66,25.7,70,25.7,70,26.6,76,22.4,99]
[4886,20210723,"14시",33.799999999999997,52,29.4,64,29.4,64,31.3,58,22.9,96]
[4889,20210723,"17시",35.700000000000003,47,27.8,72,27.8,72,32.1,56,22.2,99]
[4891,20210724,"19시",34.799999999999997,44,26.2,78,26.2,78,29.8,61,22.2,99]
[4894,20210724,"22시",30.9,66,24.6,87,24.6,87,27.9,74,21.9,99]
[4897,20210724,"1시",29.6,73,23.9,87,23.9,87,26.9,80,21.2,99]
[4901,20210724,"5시",27.7,72,23.6,91,23.6,91,26.2,84,19,99]
[4904,20210724,"8시",27.3,75,24.8,83,24.8,83,26.8,84,19.399999999999999,99]
[4907,20210724,"11시",32.200000000000003,62,28.2,77,28.2,77,29.7,72,20.9,99]
[4911,20210724,"15시",35.6,40,29,78,29,78,32.299999999999997,61,21.5,99]
[4912,20210724,"16시",36.299999999999997,38,28.6,82,28.6,82,32.799999999999997,59,22.2,99]
[4918,20210725,"22시",31.6,58,26.9,90,26.9,90,28.5,75,23.3,98]
[4919,20210725,"23시",31.1,62,26.7,89,26.7,89,28.3,77,22.7,99]
[4922,20210725,"2시",29.4,63,26.5,90,26.5,90,27.5,79,23,99]
[4926,20210725,"6시",27.5,71,26.2,91,26.2,91,27.1,77,22.8,99]
[4929,20210725,"9시",29.1,65,28.2,82,28.2,82,28.8,71,25.7,99]
[4932,20210725,"12시",32.9,52,30.3,73,30.3,73,31,59,29.2,87]
[4936,20210725,"16시",35.299999999999997,42,27.9,82,27.9,82,31.5,61,31.8,70]
[4937,20210725,"17시",35.700000000000003,43,27.5,83,27.5,83,31.3,64,31.5,72]
[4941,20210726,"21시",32.9,51,26.5,86,26.5,86,28,75,25.8,99]
[4944,20210726,"24시",30.9,60,26.4,86,26.4,86,27.1,81,26.1,99]
[4947,20210726,"3시",29.5,64,26.3,90,26.3,90,25,84,24.1,99]
[4951,20210726,"7시",27.5,67,26.3,91,26.3,91,24,81,21.1,99]
[4954,20210726,"10시",30.3,59,29.1,78,29.1,78,25,76,21.1,99]
[4957,20210726,"13시",33,46,30.8,74,30.8,74,26.4,67,22.9,98]
[4962,20210726,"18시",35,43,29.8,75,29.8,75,28.9,55,23.5,94]
[4965,20210727,"21시",31.5,55,27.7,84,27.7,84,24.3,68,22.1,99]
[4966,20210727,"22시",30.6,57,27.4,84,27.4,84,23.7,71,21.9,99]
[4969,20210727,"1시",29.2,59,26.9,86,26.9,86,22.2,80,21.7,99]
[4972,20210727,"4시",28.5,65,26.5,88,26.5,88,20.399999999999999,87,21.2,99]
[4976,20210727,"8시",28,71,27.3,86,27.3,86,19,90,22.1,99]
[4979,20210727,"11시",32.200000000000003,57,30.4,74,30.4,74,25.1,60,25,89]
[4983,20210727,"15시",34,53,31.4,70,31.4,70,29.4,40,27.8,77]
[4987,20210728,"19시",33.299999999999997,57,29.1,80,29.1,80,29.4,40,25.5,87]
[4990,20210728,"22시",30.1,63,27.9,84,27.9,84,24.8,73,23.1,99]
[4991,20210728,"23시",29.6,63,27.8,84,27.8,84,24.2,76,23.2,99]
[4994,20210728,"2시",29.5,67,27.8,82,27.8,82,22.5,68,22.6,99]
[4997,20210728,"5시",27.9,73,27.4,84,27.4,84,21.5,74,21.9,99]
[5001,20210728,"9시",29,72,28,87,28,87,22.1,76,25.2,90]
[5004,20210728,"12시",32.9,58,30.3,79,30.3,79,25.6,64,26.9,87]
[5008,20210728,"16시",34.5,52,30.8,76,30.8,76,25.9,69,28.4,72]
[5012,20210729,"20시",30.3,67,28.1,81,28.1,81,19.8,90,26,90]
[5015,20210729,"23시",29.7,72,27.8,81,27.8,81,18.8,92,24.8,99]
[5016,20210729,"24시",29.3,75,27.6,82,27.6,82,19.2,91,24,97]
[5019,20210729,"3시",28.1,78,26.3,92,26.3,92,19.8,90,22.9,96]
[5022,20210729,"6시",27.3,81,26.7,87,26.7,87,20.2,90,22.4,99]
[5026,20210729,"10시",28.9,74,29.7,75,29.7,75,26.1,73,25.9,79]
[5029,20210729,"13시",31.7,64,31.4,75,31.4,75,28.3,67,28.7,66]
[5033,20210729,"17시",32.9,58,31.4,72,31.4,72,30.8,59,27.5,84]
[5037,20210730,"21시",30.1,64,28.2,83,28.2,83,27.1,72,25.6,92]
[5040,20210730,"24시",27.8,70,27.6,84,27.6,84,25.4,79,25.1,96]
[5041,20210730,"1시",27.4,70,27.6,84,27.6,84,25.3,79,24.9,98]
[5044,20210730,"4시",26.4,75,27,88,27,88,25.3,81,24.3,99]
[5048,20210730,"8시",26.1,80,27.4,86,27.4,86,24.9,84,25.3,98]
[5051,20210730,"11시",30.8,60,30.9,69,30.9,69,30.5,59,27.9,92]
[5054,20210730,"14시",34.299999999999997,50,31.7,73,31.7,73,31.9,56,29.7,81]
[5058,20210730,"18시",34.4,46,29.4,83,29.4,83,33.1,50,29.8,86]
[5062,20210731,"22시",31.1,62,27.4,89,27.4,89,28.5,62,26.5,99]
[5065,20210731,"1시",29.5,74,28.3,80,28.3,80,27.7,64,26.3,88]
[5066,20210731,"2시",29.1,74,27.7,81,27.7,81,27.1,69,26.3,87]
[5069,20210731,"5시",27.1,88,26.9,82,26.9,82,26.3,73,26.2,98]
[5073,20210731,"9시",27.9,81,29.3,75,29.3,75,27.7,71,27.1,99]
[5076,20210731,"12시",30.2,70,31.7,69,31.7,69,31.5,59,30.6,77]
[5079,20210731,"15시",33.700000000000003,56,31.5,69,31.5,69,34.4,47,32.6,75]
[5084,20210801,"20시",30.9,60,29,77,29,77,30.2,56,29.1,90]
[5087,20210801,"23시",28.3,71,28.3,77,28.3,77,28.8,58,27.9,94]
[5088,20210801,"24시",28.1,69,28.1,83,28.1,83,28.8,57,27.6,91]
[5091,20210801,"3시",27.4,75,27.7,85,27.7,85,27.2,65,26.4,98]
[5094,20210801,"6시",27,77,26.9,89,26.9,89,27,66,25.8,99]
[5098,20210801,"10시",27.5,77,29.8,77,29.8,77,27,71,30.9,71]
[5101,20210801,"13시",28.1,80,31.6,73,31.6,73,30.3,62,32.5,68]
[5104,20210801,"16시",28,76,30.1,72,30.1,72,29.8,57,33.700000000000003,54]
[5109,20210802,"21시",26.2,92,25.2,88,25.2,88,28,64,31.8,62]
[5112,20210802,"24시",25.3,95,25.7,81,25.7,81,25.6,80,30.8,66]
[5113,20210802,"1시",25.1,93,25.5,83,25.5,83,24.6,87,30.3,68]
[5116,20210802,"4시",25.2,92,25.4,84,25.4,84,25.1,85,29.5,71]
[5119,20210802,"7시",25.3,92,25.5,84,25.5,84,26.8,75,29.3,70]
[5123,20210802,"11시",25.8,88,30.9,72,30.9,72,27.6,61,33,62]
[5125,20210802,"13시",26.8,77,30.1,77,30.1,77,26.5,69,34.700000000000003,59]
[5130,20210802,"18시",28.5,70,25.4,81,25.4,81,24.5,86,31.7,63]
[5134,20210803,"22시",27.1,78,25.6,83,25.6,83,24.4,89,30.5,60]
[5137,20210803,"1시",25.9,85,25.4,81,25.4,81,24.5,89,25.8,98]
[5138,20210803,"2시",25.6,84,25.2,82,25.2,82,25,88,24.9,99]
[5141,20210803,"5시",24.4,90,25.2,82,25.2,82,24.4,89,24.4,99]
[5144,20210803,"8시",24.6,91,25.6,82,25.6,82,24.7,83,25.2,99]
[5148,20210803,"12시",28.5,78,30.2,73,30.2,73,25.6,79,29.3,79]
[5150,20210803,"14시",30.1,67,29.6,75,29.6,75,25.9,77,29.2,83]
[5156,20210804,"20시",30,64,27.8,80,27.8,80,25.2,80,25.2,99]
[5159,20210804,"23시",28,75,26.7,87,26.7,87,24.7,82,25,99]
[5162,20210804,"2시",27.3,77,25.9,86,25.9,86,23.6,89,24.5,99]
[5163,20210804,"3시",27.2,79,25.7,87,25.7,87,23.5,90,24.5,99]
[5166,20210804,"6시",26.5,85,25.6,89,25.6,89,23.5,91,24.4,99]
[5169,20210804,"9시",27.4,85,27.5,81,27.5,81,23.8,92,25.1,99]
[5173,20210804,"13시",31.4,59,30.9,68,30.9,68,24.2,92,25,99]
[5175,20210804,"15시",32.6,59,31.3,68,31.3,68,24.3,92,27,99]
[5181,20210805,"21시",28.9,66,27.7,77,27.7,77,24.2,92,25.2,99]
[5184,20210805,"24시",27,74,27.1,78,27.1,78,23.9,93,24,99]
[5187,20210805,"3시",26,80,26.2,85,26.2,85,23.7,93,23.9,99]
[5188,20210805,"4시",25.8,81,25.9,85,25.9,85,23.8,92,23.9,99]
[5191,20210805,"7시",25.6,81,25.5,84,25.5,84,23.5,93,24,99]
[5194,20210805,"10시",29.2,67,29,74,29,74,26,83,24.2,99]
[5200,20210805,"16시",33.5,56,30.7,70,30.7,70,31.3,59,26.9,99]
[5202,20210805,"18시",32.799999999999997,56,29.8,72,29.8,72,31.6,61,26.3,99]
[5206,20210806,"22시",29.2,69,27.1,79,27.1,79,28.1,66,24.9,99]
[5209,20210806,"1시",27.5,75,26.6,80,26.6,80,25.7,79,24.2,99]
[5212,20210806,"4시",26.7,78,25.9,83,25.9,83,24.5,87,24.2,99]
[5213,20210806,"5시",26.6,79,25.8,82,25.8,82,24.2,88,23.9,99]
[5216,20210806,"8시",26.5,80,26.4,76,26.4,76,24.1,88,23.1,99]
[5220,20210806,"12시",31,61,32.5,63,32.5,63,26.4,78,24.2,99]
[5225,20210806,"17시",28.6,62,31.7,70,31.7,70,31.2,58,21.5,99]
[5227,20210807,"19시",29.3,58,30.2,78,30.2,78,30.7,59,21.4,99]
[5231,20210807,"23시",26.3,72,27.9,87,27.9,87,26.4,77,22,99]
[5234,20210807,"2시",25.7,72,27.6,87,27.6,87,25,84,22.2,99]
[5237,20210807,"5시",24.1,82,26.7,84,26.7,84,24.4,87,22.2,99]
[5238,20210807,"6시",23.6,82,26.9,84,26.9,84,24.5,88,22.2,99]
[5241,20210807,"9시",25.1,77,29.6,73,29.6,73,25.4,85,23.2,99]
[5246,20210807,"14시",30.6,55,32.4,64,32.4,64,25.6,88,23.8,99]
[5249,20210807,"17시",32,51,32.4,60,32.4,60,22.9,90,24.6,99]
[5252,20210808,"20시",30.3,60,30.1,62,30.1,62,22.8,90,23.7,99]
[5256,20210808,"24시",27.6,66,28.4,74,28.4,74,22.8,92,22.7,99]
[5259,20210808,"3시",25.8,74,27.5,80,27.5,80,22.8,92,22.7,99]
[5260,20210808,"4시",25.3,77,27.2,80,27.2,80,23.1,92,22.6,99]
[5263,20210808,"7시",24.5,80,27,80,27,80,22.5,91,22.9,95]
[5266,20210808,"10시",26.7,78,31.5,65,31.5,65,23.8,84,26.1,63]
[5271,20210808,"15시",32,59,34,55,34,55,29.4,64,28.8,61]
[5274,20210808,"18시",25.3,83,30.5,67,30.5,67,28.2,62,28.7,60]
[5277,20210809,"21시",25.1,83,28.8,75,28.8,75,24.6,71,26.6,63]
[5281,20210809,"1시",24.7,77,28.1,80,28.1,80,23.4,72,23.9,69]
[5284,20210809,"4시",23.5,82,27.8,79,27.8,79,22.7,75,23,73]
[5285,20210809,"5시",23.4,80,27.5,79,27.5,79,22,78,21.6,85]
[5288,20210809,"8시",23.9,79,28,77,28,77,22.8,77,24.3,66]
[5291,20210809,"11시",28.5,65,30.7,66,30.7,66,28.4,58,27.5,52]
[5296,20210809,"16시",33.299999999999997,44,31.6,60,31.6,60,31.2,50,30.3,45]
[5299,20210810,"19시",32,49,28.5,71,28.5,71,28,56,28.3,47]
[5302,20210810,"22시",28.6,60,26.9,74,26.9,74,25,65,26.1,54]
[5306,20210810,"2시",26.1,67,26,75,26,75,23.2,72,23.3,72]
[5309,20210810,"5시",24.9,67,25.3,78,25.3,78,22.8,72,22.9,81]
[5310,20210810,"6시",24.5,69,25.1,78,25.1,78,23,71,22.9,82]
[5313,20210810,"9시",26,67,28.7,66,28.7,66,24,72,23.9,81]
[5317,20210810,"13시",30.1,61,32.1,65,32.1,65,26.2,67,24.2,89]
[5321,20210810,"17시",31.7,48,32,63,32,63,26.7,65,19.7,99]
[5324,20210811,"20시",28.8,64,29.4,76,29.4,76,26,63,20.8,99]
[5328,20210811,"24시",25.9,66,28.2,79,28.2,79,22.6,81,19.7,99]
[5331,20210811,"3시",24.8,78,27.6,83,27.6,83,22.3,83,18.899999999999999,99]
[5334,20210811,"6시",24.4,81,27,80,27,80,21.9,79,18.8,99]
[5335,20210811,"7시",24.3,81,27.3,80,27.3,80,20.8,81,19.7,99]
[5338,20210811,"10시",25.3,81,32.299999999999997,64,32.299999999999997,64,23.8,68,23.5,84]
[5342,20210811,"14시",30,57,33.5,66,33.5,66,27.2,55,25.9,76]
[5346,20210811,"18시",31.2,52,32.700000000000003,65,32.700000000000003,65,27.4,53,24.4,99]
[5349,20210812,"21시",28.5,67,30.2,77,30.2,77,23.8,63,23.1,99]
[5353,20210812,"1시",26.1,73,28.9,79,28.9,79,21.8,74,22.8,99]
[5356,20210812,"4시",24.9,79,28.3,75,28.3,75,20.7,79,22.5,99]
[5359,20210812,"7시",24.1,83,28.2,78,28.2,78,19.7,87,22.7,99]
[5360,20210812,"8시",24.3,83,29.2,75,29.2,75,20.399999999999999,84,22.8,99]
[5363,20210812,"11시",28.2,66,33.4,64,33.4,64,26.1,62,25.6,95]
[5367,20210812,"15시",31,58,33.9,64,33.9,64,29.9,52,27.6,86]
[5371,20210813,"19시",27.5,52,31.4,77,31.4,77,29,56,24.8,99]
[5374,20210813,"22시",24.6,68,29.9,81,29.9,81,25.3,74,23.3,99]
[5378,20210813,"2시",23.8,73,29.5,69,29.5,69,23.8,83,22.8,99]
[5381,20210813,"5시",23.5,82,28.7,77,28.7,77,23.3,83,22.7,99]
[5384,20210813,"8시",24.2,82,29.1,76,29.1,76,23.1,82,23.3,99]
[5385,20210813,"9시",24.9,79,31,68,31,68,23.9,79,23.9,99]
[5388,20210813,"12시",27.1,71,33.6,65,33.6,65,25.9,73,24.8,99]
[5393,20210813,"17시",30,59,34.299999999999997,56,34.299999999999997,56,27,68,23.6,99]
[5396,20210814,"20시",28.5,61,30.9,66,30.9,66,24.9,77,22.5,99]
[5399,20210814,"23시",26.7,70,30,65,30,65,23.9,75,22,96]
[5403,20210814,"3시",25,74,28.7,70,28.7,70,23,72,21.3,98]
[5406,20210814,"6시",23.8,74,28.7,71,28.7,71,22.2,73,21,93]
[5409,20210814,"9시",24.5,71,31.1,62,31.1,62,20.2,91,22.3,87]
[5413,20210814,"13시",27.8,59,36.6,48,36.6,48,21.5,91,22.5,99]
[5414,20210814,"14시",28.8,58,36.1,51,36.1,51,22.1,89,22.4,99]
[5418,20210814,"18시",29.8,53,32.700000000000003,64,32.700000000000003,64,23.1,85,22.1,94]
[5421,20210815,"21시",26,61,30.6,71,30.6,71,23,86,21.8,99]
[5424,20210815,"24시",24.2,66,30.1,70,30.1,70,21.6,91,21.3,99]
[5428,20210815,"4시",22.3,74,30,68,30,68,21.7,92,20.7,99]
[5431,20210815,"7시",21.7,75,29.2,73,29.2,73,21.3,93,20.7,99]
[5432,20210815,"8시",22,76,29.3,74,29.3,74,21.8,92,21.8,99]
[5438,20210815,"14시",30.6,48,35.799999999999997,51,35.799999999999997,51,29.2,61,26.7,79]
[5439,20210815,"15시",31.8,46,32.799999999999997,59,32.799999999999997,59,28.3,62,26.4,88]
[5443,20210816,"19시",31.1,47,25.3,97,25.3,97,27.1,68,24.7,94]
[5446,20210816,"22시",28.1,55,25.9,93,25.9,93,24,78,23.5,94]
[5449,20210816,"1시",25.7,63,26.5,89,26.5,89,22.2,83,23.2,99]
[5453,20210816,"5시",23.4,72,27.1,89,27.1,89,22,84,22.7,99]
[5456,20210816,"8시",22.8,73,25.1,97,25.1,97,21.5,87,23.2,99]
[5457,20210816,"9시",24.2,68,25.4,97,25.4,97,23,83,24,98]
[5463,20210816,"15시",31.8,45,30.8,66,30.8,66,29.8,49,28.4,63]
[5464,20210816,"16시",32.200000000000003,45,30.5,70,30.5,70,29.7,51,28.5,62]
[5468,20210817,"20시",29.8,52,28.2,75,28.2,75,26.6,68,24.9,90]
[5471,20210817,"23시",26.2,76,27,78,27,78,25.2,73,23.8,99]
[5474,20210817,"2시",25.8,64,26,82,26,82,23.8,79,23.5,99]
[5478,20210817,"6시",23.2,66,25.6,78,25.6,78,23.4,83,23.4,99]
[5481,20210817,"9시",24.3,63,28.3,63,28.3,63,24.2,79,23.9,99]
[5484,20210817,"12시",29,53,32.200000000000003,58,32.200000000000003,58,25.7,75,23.3,99]
[5486,20210817,"14시",30.4,50,31.9,63,31.9,63,23.2,89,23.3,99]
[5489,20210817,"17시",30.1,50,30.5,68,30.5,68,23.1,89,23.7,94]
[5493,20210818,"21시",24.2,86,28.2,75,28.2,75,21.8,92,23.2,93]
[5496,20210818,"24시",22.2,86,27.4,76,27.4,76,21.3,93,23.2,87]
[5500,20210818,"4시",21.3,82,26.3,81,26.3,81,21.9,89,21.8,99]
[5503,20210818,"7시",20.7,78,25.8,81,25.8,81,20.8,93,22.1,94]
[5506,20210818,"10시",20.8,91,29.6,66,29.6,66,21.4,94,20.7,99]
[5509,20210818,"13시",25.4,71,31.7,62,31.7,62,25.3,80,22,99]
[5511,20210818,"15시",28.8,59,32.200000000000003,60,32.200000000000003,60,26.5,78,23.3,98]
[5514,20210818,"18시",30.1,49,30.4,66,30.4,66,24.4,87,22.9,99]
[5518,20210819,"22시",24.7,63,27.4,77,27.4,77,23.6,90,21,99]
[5521,20210819,"1시",23.1,64,27,78,27,78,23.5,89,20.7,99]
[5525,20210819,"5시",21.1,70,26,83,26,83,21.9,92,20,99]
[5528,20210819,"8시",21.2,69,26.8,78,26.8,78,21.9,92,20.399999999999999,99]
[5530,20210819,"10시",24.5,60,29.2,71,29.2,71,22.5,92,21.3,99]
[5533,20210819,"13시",28.7,52,32,60,32,60,24.2,81,21.7,99]
[5536,20210819,"16시",31,44,31.7,62,31.7,62,25.3,75,24.6,98]
[5540,20210820,"20시",28.7,51,28.6,70,28.6,70,23.1,87,23.2,99]
[5543,20210820,"23시",25.9,59,27.3,76,27.3,76,22.9,86,22.4,99]
[5546,20210820,"2시",24.5,63,26.7,78,26.7,78,22.4,89,22.1,99]
[5550,20210820,"6시",23,70,26.2,79,26.2,79,22.5,90,21.7,99]
[5553,20210820,"9시",24.3,69,28.2,69,28.2,69,23,87,22.4,99]
[5555,20210820,"11시",27.8,63,30.6,61,30.6,61,24.7,79,23.9,99]
[5558,20210820,"14시",29.6,54,31.2,60,31.2,60,25.3,77,26.7,87]
[5561,20210820,"17시",30.3,55,31.3,58,31.3,58,24.8,88,26,90]
[5565,20210821,"21시",28,59,27.9,67,27.9,67,23.7,90,24,99]
[5568,20210821,"24시",26.7,67,26.9,72,26.9,72,23.1,92,23.4,99]
[5571,20210821,"3시",24,82,26.3,73,26.3,73,22.7,93,23.2,99]
[5575,20210821,"7시",24.4,76,26.3,74,26.3,74,25.1,85,22.6,99]
[5576,20210821,"8시",24.3,77,26.5,76,26.5,76,25.4,82,22.6,99]
[5582,20210821,"14시",21.4,99,31.9,61,31.9,61,23.5,79,23.4,99]
[5583,20210821,"15시",23.4,97,31.9,61,31.9,61,23.9,77,24,99]
[5586,20210821,"18시",24.8,83,30.7,65,30.7,65,24.8,72,24.5,99]
[5590,20210822,"22시",23.3,93,28.1,72,28.1,72,23.4,79,23.2,99]
[5593,20210822,"1시",23.4,91,27.2,75,27.2,75,22.8,87,22.8,99]
[5596,20210822,"4시",23.1,90,26.5,80,26.5,80,22.2,89,22.6,99]
[5600,20210822,"8시",23,93,27.2,76,27.2,76,22.4,88,23,99]
[5601,20210822,"9시",23.6,91,28.9,69,28.9,69,23.3,83,23.8,99]
[5605,20210822,"13시",26,72,31.9,63,31.9,63,28.1,57,25.7,99]
[5608,20210822,"16시",26.3,70,32,59,32,59,29.8,49,26.3,99]
[5611,20210823,"19시",25.5,70,29,69,29,69,27.2,62,24.2,99]
[5615,20210823,"23시",24,83,27.3,73,27.3,73,23.4,77,23.5,99]
[5618,20210823,"2시",22.8,88,27,75,27,75,22.5,83,23.2,99]
[5621,20210823,"5시",21.9,91,26.7,77,26.7,77,21.3,88,23.1,99]
[5625,20210823,"9시",22.5,87,27.2,76,27.2,76,21.8,86,23.2,99]
[5626,20210823,"10시",22.9,84,28,73,28,73,23,82,23.5,99]
[5630,20210823,"14시",23.9,86,30.1,62,30.1,62,28.8,44,26.5,95]
[5633,20210823,"17시",23.2,90,30.2,63,30.2,63,28.5,48,26.9,84]
[5636,20210824,"20시",22.1,93,27.1,67,27.1,67,26.9,59,23.8,99]
[5640,20210824,"24시",21.1,93,25.9,72,25.9,72,24.5,76,22.5,99]
[5643,20210824,"3시",21.4,90,25,76,25,76,23.5,80,22.1,99]
[5646,20210824,"6시",21.1,96,24.4,80,24.4,80,22.6,83,21.3,99]
[5651,20210824,"11시",22.5,96,30.3,56,30.3,56,24,79,25.6,94]
[5654,20210824,"14시",24.2,96,31.1,55,31.1,55,26.2,72,27.4,81]
[5655,20210824,"15시",24.5,97,31.1,54,31.1,54,25.8,75,26.9,88]
[5658,20210824,"18시",25.8,93,30.2,53,30.2,53,23.7,90,25.5,97]
[5661,20210825,"21시",23.4,97,26.8,63,26.8,63,23,92,24,99]
[5665,20210825,"1시",23.9,92,25.7,75,25.7,75,22.8,92,23.9,99]
[5668,20210825,"4시",23.8,93,25.1,78,25.1,78,23.8,91,24,99]
[5672,20210825,"8시",23.6,96,25.9,75,25.9,75,24,93,24.4,99]
[5676,20210825,"12시",25.6,85,32.4,59,32.4,59,23.8,93,26.2,81]
[5679,20210825,"15시",26,83,31.7,65,31.7,65,25.2,91,27.6,80]
[5680,20210825,"16시",27.2,74,31.3,70,31.3,70,25.4,90,27.6,79]
[5683,20210826,"19시",26.3,75,30.1,73,30.1,73,26.5,79,27.1,79]
[5686,20210826,"22시",24.8,84,28.3,75,28.3,75,24.6,83,26,79]
[5690,20210826,"2시",23.9,89,27.3,83,27.3,83,23.7,87,25.4,79]
[5693,20210826,"5시",23.3,90,27,79,27,79,23.4,90,24.1,87]
[5697,20210826,"9시",23.8,90,27.8,75,27.8,75,23.9,90,25.2,87]
[5701,20210826,"13시",25.9,79,25.5,66,25.5,66,27.2,68,28.2,72]
[5704,20210826,"16시",27.7,76,23.2,73,23.2,73,27.6,66,28.7,75]
[5705,20210826,"17시",27.3,83,22.6,69,22.6,69,27.9,65,28.5,76]
[5708,20210827,"20시",26.8,84,21.4,80,21.4,80,25.3,72,23.9,99]
[5712,20210827,"24시",25.8,88,21.9,71,21.9,71,23,83,22.6,97]
[5715,20210827,"3시",25,88,22.1,65,22.1,65,22.2,86,22.1,90]
[5718,20210827,"6시",24.3,89,20.399999999999999,79,20.399999999999999,79,21.9,89,20.6,99]
[5722,20210827,"10시",22.7,73,23.3,60,23.3,60,23,85,24.6,78]
[5726,20210827,"14시",22.9,73,27.4,48,27.4,48,27.3,69,27.2,74]
[5729,20210827,"17시",22,85,26.1,51,26.1,51,25.5,74,27.4,76]
[5730,20210827,"18시",21.8,87,24.8,56,24.8,56,25.1,77,27.2,88]
[5733,20210828,"21시",21.4,88,23.3,55,23.3,55,23.6,79,25.3,88]
[5737,20210828,"1시",20.399999999999999,92,23.6,60,23.6,60,22.8,83,23.6,96]
[5740,20210828,"4시",20.399999999999999,93,21.1,90,21.1,90,22.6,82,22.3,90]
[5743,20210828,"7시",19.8,94,18.600000000000001,95,18.600000000000001,95,21.8,87,22,87]
[5748,20210828,"12시",24.1,80,19.100000000000001,95,19.100000000000001,95,23.1,77,26.9,73]
[5751,20210828,"15시",27.5,60,19.899999999999999,90,19.899999999999999,90,22.9,78,28.4,76]
[5754,20210828,"18시",26.5,68,19.100000000000001,95,19.100000000000001,95,22.6,81,27,83]
[5755,20210829,"19시",26,71,19.3,93,19.3,93,22.3,83,25.9,88]
[5758,20210829,"22시",23.9,80,18.2,96,18.2,96,21.6,84,23.7,98]
[5762,20210829,"2시",23.4,86,18.600000000000001,88,18.600000000000001,88,21.1,87,22.9,99]
[5765,20210829,"5시",23.1,90,18.3,82,18.3,82,20.8,90,22.2,99]
[5768,20210829,"8시",22.3,87,18.100000000000001,84,18.100000000000001,84,19.8,92,23,99]
[5773,20210829,"13시",24.9,75,24.1,60,24.1,60,23.3,64,27.4,76]
[5776,20210829,"16시",25.1,75,25.4,52,25.4,52,26.4,53,22.9,99]
[5777,20210829,"17시",25.6,70,25.6,50,25.6,50,25.7,55,24.2,93]
[5780,20210830,"20시",24.6,71,22.5,57,22.5,57,23.5,72,24.4,99]
[5783,20210830,"23시",23.4,87,20.5,62,20.5,62,22.6,74,22.6,87]
[5787,20210830,"3시",22.1,88,20.6,60,20.6,60,20.5,88,21.5,97]
[5790,20210830,"6시",21.5,90,19.7,69,19.7,69,19.100000000000001,88,21,99]
[5793,20210830,"9시",22,90,22.1,65,22.1,65,20.7,78,24.3,82]
[5798,20210830,"14시",26.2,69,24.1,54,24.1,54,27.1,57,27.1,79]
[5801,20210830,"17시",27.4,62,24.1,53,24.1,53,27.9,45,26.8,79]
[5802,20210830,"18시",27.6,63,24.2,54,24.2,54,27.2,51,25.7,85]
[5805,20210831,"21시",25.4,77,23.4,53,23.4,53,23.8,69,23.4,99]
[5808,20210831,"24시",23.6,82,22.5,54,22.5,54,21.8,80,22.9,95]
[5812,20210831,"4시",21.9,85,21.8,58,21.8,58,21,84,22.3,99]
[5814,20210831,"6시",21.7,87,22,62,22,62,20.100000000000001,89,21.5,99]
[5819,20210831,"11시",22.7,87,24.8,49,24.8,49,23.6,69,24.7,71]
[5823,20210831,"15시",20.3,96,28.7,39,28.7,39,24.9,45,26.8,63]
[5826,20210831,"18시",18.5,98,28.9,36,28.9,36,24.3,65,25,76]
[5827,20210901,"19시",18.2,99,27.8,39,27.8,39,23.8,66,24.4,82]
[5830,20210901,"22시",18.100000000000001,99,26,61,26,61,21.3,79,23.1,93]
[5833,20210901,"1시",18.7,100,24.7,67,24.7,67,20.3,81,22.4,99]
[5837,20210901,"5시",18.8,96,24.3,65,24.3,65,19.100000000000001,85,22,99]
[5839,20210901,"7시",19.100000000000001,94,24.5,60,24.5,60,18,88,21.4,95]
[5845,20210901,"13시",21.7,83,28.5,68,28.5,68,27.2,47,26.6,83]
[5848,20210901,"16시",23.4,75,26.7,79,26.7,79,28.3,42,28.3,71]
[5851,20210902,"19시",23.4,77,25.8,82,25.8,82,26.9,50,24.8,91]
[5852,20210902,"20시",23.2,76,25.5,83,25.5,83,25.3,56,24.4,88]
[5855,20210902,"23시",22.7,72,25.2,84,25.2,84,23,69,24,99]
[5858,20210902,"2시",21.5,77,24.6,78,24.6,78,21.4,77,23.4,95]
[5864,20210902,"8시",20.8,78,21.2,95,21.2,95,20.100000000000001,81,22.1,83]
[5866,20210902,"10시",22.7,68,21.8,92,21.8,92,21.7,74,24.1,80]
[5870,20210902,"14시",25.8,62,20,94,20,94,23.9,70,26.7,69]
[5873,20210902,"17시",25.7,63,20,96,20,96,21.7,82,25,80]
[5876,20210903,"20시",24.9,66,19.8,98,19.8,98,20.9,89,22.3,99]
[5877,20210903,"21시",24.1,70,20.2,97,20.2,97,20.6,91,22.3,99]
[5880,20210903,"24시",23,76,21.6,98,21.6,98,21.5,88,18.7,99]
[5884,20210903,"4시",21.6,78,22.6,98,22.6,98,22.7,82,17.399999999999999,99]
[5889,20210903,"9시",22.5,72,23,96,23,96,23.2,88,18.600000000000001,99]
[5891,20210903,"11시",25.1,63,24,93,24,93,24.2,89,20,99]
[5895,20210903,"15시",28.6,46,27.5,76,27.5,76,23.5,86,19.600000000000001,99]
[5898,20210903,"18시",28.7,40,26.7,79,26.7,79,23.6,83,20,99]
[5901,20210904,"21시",25,50,24.7,82,24.7,82,21.9,82,19.600000000000001,99]
[5902,20210904,"22시",24,53,24.2,86,24.2,86,21.7,81,19.7,99]
[5905,20210904,"1시",21.2,64,23.8,79,23.8,79,21.1,88,19.399999999999999,99]
[5910,20210904,"6시",18.7,69,23.4,78,23.4,78,20.8,88,18.8,99]
[5913,20210904,"9시",20.6,67,25.4,74,25.4,74,21.8,85,22.3,96]
[5916,20210904,"12시",24.9,54,27.4,75,27.4,75,24.5,64,24.8,84]
[5920,20210904,"16시",28.5,48,27.8,76,27.8,76,27.8,48,25.1,89]
[5923,20210905,"19시",26.3,50,26.4,82,26.4,82,26.5,57,22.9,96]
[5926,20210905,"22시",23.3,53,24.9,84,24.9,84,22.6,73,22.1,99]
[5927,20210905,"23시",22.5,53,24.7,85,24.7,85,21.9,78,21.8,99]
[5930,20210905,"2시",20.6,57,24.6,84,24.6,84,20.2,85,21.4,99]
[5935,20210905,"7시",19.5,70,24,86,24,86,18.2,91,20.8,99]
[5938,20210905,"10시",22.4,66,24.8,83,24.8,83,23,70,24.2,94]
[5941,20210905,"13시",25.7,57,28,73,28,73,27.2,56,26,84]
[5945,20210905,"17시",26.3,54,26.4,82,26.4,82,29.6,42,25.3,91]
[5948,20210906,"20시",24.4,55,24.5,88,24.5,88,26,68,23.1,99]
[5949,20210906,"21시",23.7,56,24.2,90,24.2,90,25.3,72,22.9,99]
[5952,20210906,"24시",22.5,61,24.2,89,24.2,89,23.2,81,22.3,99]
[5955,20210906,"3시",21.1,69,23.7,91,23.7,91,22,85,21.8,99]
[5960,20210906,"8시",20.9,68,24.2,86,24.2,86,21.6,88,21.9,99]
[5963,20210906,"11시",23.6,61,26.8,78,26.8,78,23.3,80,25.7,77]
[5966,20210906,"14시",26.3,52,27.5,74,27.5,74,26.9,59,27.4,67]
[5970,20210906,"18시",24.6,65,26.1,79,26.1,79,29.6,44,26.6,66]
[5973,20210907,"21시",21.1,79,25.2,81,25.2,81,24.6,70,23.5,88]
[5974,20210907,"22시",19.7,88,25.2,81,25.2,81,24.2,68,23.1,99]
[5977,20210907,"1시",18,95,24.9,79,24.9,79,23,74,22.5,99]
[5981,20210907,"5시",17.600000000000001,99,24.1,86,24.1,86,22.5,79,21.2,99]
[5985,20210907,"9시",18.5,99,24.5,81,24.5,81,22.7,78,23.1,99]
[5988,20210907,"12시",19.600000000000001,100,27.9,69,27.9,69,27.3,58,27.1,86]
[5992,20210907,"16시",20.8,99,27.5,66,27.5,66,29.7,36,26.9,84]
[5995,20210908,"19시",20.9,96,25.6,79,25.6,79,27.7,64,24.7,97]
[5998,20210908,"22시",20.399999999999999,98,24.6,85,24.6,85,24.9,75,23.5,97]
[5999,20210908,"23시",20.3,98,24.3,88,24.3,88,24.4,74,23.2,99]
[6002,20210908,"2시",20,97,23.7,91,23.7,91,23.1,82,22.4,99]
[6006,20210908,"6시",19.2,97,20.7,90,20.7,90,21,89,21.6,99]
[6010,20210908,"10시",20.5,92,23.7,65,23.7,65,23.1,79,24.4,99]
[6013,20210908,"13시",24.3,69,27.8,58,27.8,58,27.7,56,27,87]
[6017,20210908,"17시",26.7,61,26.8,62,26.8,62,29.9,51,26.8,63]
[6020,20210909,"20시",23.8,73,24,69,24,69,24.4,69,23.5,99]
[6023,20210909,"23시",21.6,81,23.5,75,23.5,75,22.1,80,23.5,99]
[6024,20210909,"24시",21,85,23.6,76,23.6,76,21.6,78,23.7,99]
[6027,20210909,"3시",20,90,22.6,82,22.6,82,19.600000000000001,87,22.4,99]
[6031,20210909,"7시",19.399999999999999,94,22.2,86,22.2,86,18.100000000000001,88,20.3,99]
[6035,20210909,"11시",23.5,79,26.1,72,26.1,72,24,64,23.8,57]
[6038,20210909,"14시",26.5,61,28,69,28,69,27.2,56,26.2,47]
[6042,20210909,"18시",28.7,54,25.8,76,25.8,76,25.6,59,23.6,57]
[6045,20210910,"21시",24.8,78,24,81,24,81,22.5,60,21.7,76]
[6048,20210910,"24시",22.6,79,23.5,83,23.5,83,20.399999999999999,57,20.6,88]
[6049,20210910,"1시",22.2,80,23.1,85,23.1,85,19.7,59,19.7,77]
[6052,20210910,"4시",20.9,87,22.7,86,22.7,86,19.3,59,18.7,76]
[6057,20210910,"9시",20.6,88,23.5,82,23.5,82,18.7,72,21,70]
[6060,20210910,"12시",24.3,76,24,80,24,80,24.4,47,24.6,57]
[6063,20210910,"15시",28.2,55,26,75,26,75,26.7,35,26.4,51]
[6067,20210911,"19시",26.5,64,24.7,79,24.7,79,24.8,40,23.4,75]
[6070,20210911,"22시",23.2,79,23.3,81,23.3,81,20.8,55,22,80]
[6073,20210911,"1시",22,85,22.6,81,22.6,81,19,67,20.6,80]
[6074,20210911,"2시",21.5,85,22.2,82,22.2,82,18.8,67,20.100000000000001,85]
[6077,20210911,"5시",20.7,91,21.3,85,21.3,85,17.2,80,19,99]
[6082,20210911,"10시",22.5,84,24.1,75,24.1,75,21.2,65,24.5,69]
[6085,20210911,"13시",25.9,65,27.9,59,27.9,59,27.5,48,26.6,66]
[6088,20210911,"16시",29.3,50,27.2,66,27.2,66,29,40,26.9,63]
[6092,20210912,"20시",25.2,69,24,71,24,71,24.6,61,23.7,80]
[6095,20210912,"23시",23.1,66,23.5,78,23.5,78,22.7,71,22,88]
[6098,20210912,"2시",21.6,75,23.3,80,23.3,80,22.2,72,21,81]
[6102,20210912,"6시",19.7,80,21.7,91,21.7,91,20.7,80,20.2,94]
[6103,20210912,"7시",19.399999999999999,81,21.3,95,21.3,95,20.100000000000001,82,20,91]
[6107,20210912,"11시",24,62,20.8,93,20.8,93,23.3,69,23.3,85]
[6110,20210912,"14시",28.5,56,21.1,91,21.1,91,25.2,61,25.1,78]
[6113,20210912,"17시",29.8,42,20.8,94,20.8,94,21.7,80,23.9,82]
[6117,20210913,"21시",25.3,60,20.7,89,20.7,89,20.9,83,22.4,89]
[6120,20210913,"24시",23,69,20.7,87,20.7,87,20,83,21.8,99]
[6121,20210913,"1시",22.2,70,21,85,21,85,19.899999999999999,82,21.2,99]
[6127,20210913,"7시",20.9,80,19.7,87,19.7,87,17.8,90,20.2,99]
[6128,20210913,"8시",21,81,20.5,81,20.5,81,17.8,90,21.2,91]
[6132,20210913,"12시",24.6,68,26.5,66,26.5,66,26,44,26.6,65]
[6135,20210913,"15시",29.4,56,26.7,66,26.7,66,28,36,26.8,65]
[6138,20210913,"18시",29.1,52,25.2,70,25.2,70,28.2,35,25.3,82]
[6142,20210914,"22시",25.2,63,22.1,78,22.1,78,23.1,60,23.3,99]
[6145,20210914,"1시",23.5,68,21.2,83,21.2,83,20.399999999999999,74,22.2,73]
[6148,20210914,"4시",21.7,78,20.7,83,20.7,83,19.100000000000001,79,20.399999999999999,81]
[6150,20210914,"6시",20.8,83,20.3,83,20.3,83,18.3,81,19.5,82]
[6153,20210914,"9시",20.9,83,23.1,73,23.1,73,19.399999999999999,72,23.1,66]
[6157,20210914,"13시",27.1,53,28,62,28,62,25,52,25.8,64]
[6160,20210914,"16시",29.3,44,25.4,71,25.4,71,27.8,42,26.2,59]
[6164,20210915,"20시",26.9,53,23.5,78,23.5,78,23.2,58,22.6,97]
[6167,20210915,"23시",24,57,22.9,82,22.9,82,21.5,65,22.2,99]
[6170,20210915,"2시",21.5,65,22,85,22,85,20.8,74,21.9,96]
[6173,20210915,"5시",20.5,68,21.6,84,21.6,84,19.600000000000001,79,21.7,99]
[6175,20210915,"7시",19.7,71,21.2,86,21.2,86,19.3,82,21.5,99]
[6178,20210915,"10시",23.8,60,25.1,73,25.1,73,21,74,23.2,96]
[6182,20210915,"14시",28,48,27.3,70,27.3,70,25.9,52,25.9,46]
[6185,20210915,"17시",28,45,25.2,76,25.2,76,28.3,46,24.2,88]
[6189,20210916,"21시",22.9,54,23.5,81,23.5,81,22.5,63,22.5,90]
[6192,20210916,"24시",21.1,59,23.1,81,23.1,81,21,70,19.8,60]
[6194,20210916,"2시",20.2,65,22.8,82,22.8,82,21,71,19.5,67]
[6197,20210916,"5시",19,69,22.5,83,22.5,83,19.899999999999999,77,18,73]
[6200,20210916,"8시",18.5,75,22.4,84,22.4,84,18.399999999999999,78,18.399999999999999,78]
[6203,20210916,"11시",23.9,57,23.8,84,23.8,84,24,59,22,61]
[6207,20210916,"15시",27,47,25.7,70,25.7,70,27,41,24.4,41]
[6210,20210916,"18시",26.2,52,24.5,83,24.5,83,24.6,44,22.5,45]
[6214,20210917,"22시",23,62,23.6,80,23.6,80,21.4,53,20.9,60]
[6217,20210917,"1시",21.7,70,23.2,78,23.2,78,20.6,58,19.2,58]
[6219,20210917,"3시",21,72,19.899999999999999,95,19.899999999999999,95,20.2,59,18.8,62]
[6222,20210917,"6시",20.8,72,19.100000000000001,92,19.100000000000001,92,19.8,69,18.399999999999999,66]
[6225,20210917,"9시",21,72,19.3,93,19.3,93,20.100000000000001,65,19.399999999999999,70]
[6229,20210917,"13시",26.1,59,20.399999999999999,98,20.399999999999999,98,24.8,52,21.3,62]
[6232,20210917,"16시",27.9,50,21.2,98,21.2,98,26.6,43,21.8,61]
[6235,20210918,"19시",26.3,50,21.3,97,21.3,97,24,45,21.7,65]
[6239,20210918,"23시",22.6,59,21.3,97,21.3,97,19.899999999999999,61,19.600000000000001,80]
[6242,20210918,"2시",20.5,66,21,97,21,97,19.2,68,18,94]
[6244,20210918,"4시",19.399999999999999,72,21,97,21,97,19.3,70,17,94]
[6247,20210918,"7시",19,78,20.8,97,20.8,97,18,74,16.8,90]
[6250,20210918,"10시",22.8,69,21.2,94,21.2,94,20.9,63,20.5,67]
[6254,20210918,"14시",28,49,22.7,78,22.7,78,24.9,52,23.8,58]
[6257,20210918,"17시",29.2,46,22,79,22,79,24.2,52,24.2,60]
[6260,20210919,"20시",25.7,63,21.1,80,21.1,80,22.4,57,20.7,74]
[6264,20210919,"24시",23,73,20.8,80,20.8,80,21.3,66,19.3,99]
[6265,20210919,"1시",22.5,74,20.7,80,20.7,80,20.8,69,18.899999999999999,96]
[6269,20210919,"5시",21.5,74,19.899999999999999,86,19.899999999999999,86,18,77,17,96]
[6272,20210919,"8시",21.2,76,20.8,77,20.8,77,17.2,80,18.899999999999999,79]
[6275,20210919,"11시",24.8,68,20.8,81,20.8,81,20.3,63,23.1,65]
[6279,20210919,"15시",26.8,57,20.8,81,20.8,81,23.3,50,25.5,54]
[6282,20210919,"18시",26.7,53,20.8,77,20.8,77,22.6,54,23.7,66]
[6285,20210920,"21시",23.5,52,20.100000000000001,77,20.100000000000001,77,19.399999999999999,65,21.4,73]
[6289,20210920,"1시",20.8,64,20.3,66,20.3,66,17.3,77,19.8,85]
[6290,20210920,"2시",20.3,67,20,65,20,65,17.3,77,19.600000000000001,78]
[6294,20210920,"6시",19.2,78,18.600000000000001,65,18.600000000000001,65,15.5,82,17.5,96]
[6297,20210920,"9시",20.9,76,20.3,56,20.3,56,17.8,71,21,78]
[6300,20210920,"12시",24.8,61,23.5,49,23.5,49,24.1,47,23.6,71]
[6304,20210920,"16시",28,50,25,41,25,41,24.9,42,25.2,55]
[6307,20210921,"19시",25.8,54,21.3,51,21.3,51,23.9,49,21.8,71]
[6310,20210921,"22시",24.5,60,19,62,19,62,22.2,57,20.100000000000001,73]
[6315,20210921,"3시",20.9,92,18.7,62,18.7,62,18.7,70,19.100000000000001,76]
[6318,20210921,"6시",20.7,97,18.399999999999999,63,18.399999999999999,63,17.2,79,18.600000000000001,86]
[6319,20210921,"7시",20.7,98,17.899999999999999,68,17.899999999999999,68,16.3,79,18.3,90]
[6322,20210921,"10시",21.2,93,21.5,59,21.5,59,21.5,57,20.5,84]
[6325,20210921,"13시",22.9,88,25.4,45,25.4,45,26.1,27,21.6,86]
[6329,20210921,"17시",25.5,64,23,55,23,55,27.6,30,23.9,68]
[6332,20210922,"20시",23.3,77,21.1,65,21.1,65,22.8,53,20.9,78]
[6336,20210922,"24시",19.5,77,20.2,69,20.2,69,19.600000000000001,63,19.3,87]
[6340,20210922,"4시",17.100000000000001,94,19.899999999999999,72,19.899999999999999,72,17.3,76,18.100000000000001,98]
[6343,20210922,"7시",17,96,20.2,71,20.2,71,16.2,82,17.399999999999999,99]
[6344,20210922,"8시",17.5,98,20.2,73,20.2,73,16.399999999999999,82,18.899999999999999,90]
[6347,20210922,"11시",21.2,83,20.399999999999999,80,20.399999999999999,80,22.4,56,24,58]
[6350,20210922,"14시",22.9,67,23.3,71,23.3,71,27.3,38,26.5,49]
[6354,20210922,"18시",23.8,60,23.2,69,23.2,69,26.7,37,25.8,54]
[6357,20210923,"21시",20.7,75,20,78,20,78,22.9,57,23,60]
[6361,20210923,"1시",18.100000000000001,77,19.3,81,19.3,81,20.399999999999999,63,21.2,68]
[6365,20210923,"5시",17.2,86,18.7,82,18.7,82,18.7,63,19.5,81]
[6368,20210923,"8시",17.899999999999999,78,19.100000000000001,79,19.100000000000001,79,18.8,61,20.399999999999999,76]
[6369,20210923,"9시",18.399999999999999,76,21.3,73,21.3,73,19.2,61,22,67]
[6372,20210923,"12시",22.2,59,25.7,59,25.7,59,24.7,45,25.7,52]
[6375,20210923,"15시",24.2,53,25.8,63,25.8,63,25.5,43,27.6,46]
[6379,20210924,"19시",23.8,54,22,74,22,74,22.7,61,24.9,50]
[6382,20210924,"22시",21.1,64,20.8,80,20.8,80,18.7,90,24.2,55]
[6386,20210924,"2시",18.600000000000001,78,20.100000000000001,83,20.100000000000001,83,19.100000000000001,92,21.9,84]
[6390,20210924,"6시",17.100000000000001,85,19.600000000000001,83,19.600000000000001,83,19.8,94,19.3,99]
[6393,20210924,"9시",18.600000000000001,83,22.1,72,22.1,72,19.8,94,19.8,96]
[6394,20210924,"10시",20.7,75,23.6,67,23.6,67,20.7,94,20,96]
[6397,20210924,"13시",25,56,26.3,58,26.3,58,22.6,92,21.1,93]
[6401,20210924,"17시",26.2,50,24.9,61,24.9,61,22.1,86,23.1,71]
[6404,20210925,"20시",24.2,58,21.9,65,21.9,65,19.7,87,21.6,78]
[6407,20210925,"23시",21.6,69,20.9,75,20.9,75,18.8,85,20.8,89]
[6411,20210925,"3시",19.600000000000001,75,20.100000000000001,79,20.100000000000001,79,17.5,87,19.5,93]
[6415,20210925,"7시",18.899999999999999,78,19.5,76,19.5,76,17,90,18.7,99]
[6418,20210925,"10시",20.6,73,23,56,23,56,19.899999999999999,78,23.5,74]
[6419,20210925,"11시",21.4,71,25.9,47,25.9,47,21.6,68,24.2,73]
[6422,20210925,"14시",22.6,68,27.2,46,27.2,46,25.3,53,25.5,60]
[6426,20210925,"18시",23,69,24,76,24,76,25,62,23.5,95]
[6429,20210926,"21시",21.7,73,22.8,81,22.8,81,21.1,78,21.2,99]
[6432,20210926,"24시",21.1,76,22.5,82,22.5,82,20.100000000000001,83,20.6,99]
[6437,20210926,"5시",19.8,73,22.3,74,22.3,74,18.2,92,19.399999999999999,99]
[6440,20210926,"8시",18.5,80,22.6,71,22.6,71,17.8,92,20,95]
[6441,20210926,"9시",19.399999999999999,77,23.4,71,23.4,71,18.7,89,20.7,91]
[6444,20210926,"12시",24,59,25,82,25,82,24.1,64,23.3,79]
[6447,20210926,"15시",26.5,51,27,71,27,71,26.2,52,23.5,81]
[6451,20210927,"19시",24.9,56,24.5,78,24.5,78,23.7,70,20.7,99]
[6454,20210927,"22시",23.1,58,23.9,81,23.9,81,19.899999999999999,91,19.8,97]
[6457,20210927,"1시",20.9,62,23.8,83,23.8,83,19.600000000000001,91,19.100000000000001,99]
[6462,20210927,"6시",18.899999999999999,70,23.2,87,23.2,87,17.899999999999999,94,17.899999999999999,99]
[6465,20210927,"9시",19.3,70,25.3,78,25.3,78,18.5,93,20.6,98]
[6466,20210927,"10시",20.399999999999999,66,26.9,76,26.9,76,20.6,86,21.9,97]
[6469,20210927,"13시",24.6,55,27,79,27,79,25.2,60,23.3,94]
[6472,20210927,"16시",24.1,57,28.6,73,28.6,73,26.9,48,23.5,97]
[6476,20210928,"20시",22.4,70,25.6,86,25.6,86,22.5,71,21.4,99]
[6478,20210928,"22시",21.7,72,23.8,96,23.8,96,20.6,79,21.2,99]
[6483,20210928,"3시",20.3,76,23.4,98,23.4,98,18.600000000000001,84,20.399999999999999,99]
[6487,20210928,"7시",19.600000000000001,77,23.7,97,23.7,97,17.399999999999999,89,20.100000000000001,99]
[6490,20210928,"10시",20.6,76,24.1,98,24.1,98,20.5,78,20.9,99]
[6491,20210928,"11시",20.8,74,24.5,98,24.5,98,23,65,22.1,99]
[6494,20210928,"14시",24.3,63,24,97,24,97,27,50,22.8,93]
[6497,20210928,"17시",23.7,60,22.8,98,22.8,98,28.9,42,22.7,95]
[6501,20210929,"21시",21.5,80,21.6,98,21.6,98,24.6,58,21.1,99]
[6503,20210929,"23시",20.399999999999999,92,21.1,98,21.1,98,23.2,64,20.8,99]
[6509,20210929,"5시",20.5,94,19.8,94,19.8,94,20.9,77,19.8,99]
[6512,20210929,"8시",20.5,96,19,91,19,91,20.5,80,19.2,99]
[6515,20210929,"11시",20.9,98,19.100000000000001,85,19.100000000000001,85,21.9,72,19.8,99]
[6516,20210929,"12시",21.1,94,18.899999999999999,87,18.899999999999999,87,22.2,69,20,99]
[6519,20210929,"15시",20.6,93,18.8,85,18.8,85,21,86,19,99]
[6522,20210929,"18시",20.5,90,18.899999999999999,80,18.899999999999999,80,20.399999999999999,90,18.7,99]
[6528,20210930,"24시",18.3,94,18.3,79,18.3,79,19.2,92,18.899999999999999,99]
[6530,20210930,"2시",17.5,95,18.3,77,18.3,77,18.600000000000001,91,17.100000000000001,99]
[6534,20210930,"6시",16.399999999999999,97,18,80,18,80,17.100000000000001,92,14.9,99]
[6537,20210930,"9시",16.899999999999999,99,17.7,90,17.7,90,18.2,88,17.2,99]
[6540,20210930,"12시",20.3,85,18.2,95,18.2,95,22.2,66,21.5,79]
[6541,20210930,"13시",22.1,77,18.600000000000001,95,18.600000000000001,95,22.9,64,22.9,70]
[6544,20210930,"16시",25.8,66,19,98,19,98,24.3,62,22.9,72]
[6547,20211001,"19시",24.2,70,17.899999999999999,96,17.899999999999999,96,23.2,68,20.7,71]
[6553,20211001,"1시",19.2,83,18.100000000000001,94,18.100000000000001,94,19.600000000000001,83,16.899999999999999,85]
[6555,20211001,"3시",18.3,89,18.600000000000001,93,18.600000000000001,93,19.5,72,16.399999999999999,88]
[6559,20211001,"7시",17,94,18.8,94,18.8,94,17.600000000000001,83,16.3,89]
[6562,20211001,"10시",19.8,86,19.600000000000001,93,19.600000000000001,93,19.3,75,19.8,82]
[6565,20211001,"13시",24.6,65,20.5,93,20.5,93,23.4,57,22.1,75]
[6566,20211001,"14시",26,56,21.9,87,21.9,87,24.8,53,22.6,75]
[6569,20211001,"17시",26.9,47,21.3,86,21.3,86,23.7,56,21.9,90]
[6573,20211002,"21시",21.8,72,20.5,89,20.5,89,21.4,64,18.600000000000001,90]
[6578,20211002,"2시",16.600000000000001,90,20.100000000000001,89,20.100000000000001,89,18.7,72,18.100000000000001,99]
[6580,20211002,"4시",16.600000000000001,93,20.3,89,20.3,89,17,82,17.7,99]
[6584,20211002,"8시",16.899999999999999,94,20.399999999999999,88,20.399999999999999,88,16,87,18.2,99]
[6587,20211002,"11시",20.9,81,25.2,74,25.2,74,21,66,18.8,99]
[6590,20211002,"14시",24.2,61,27,70,27,70,23,59,19.899999999999999,97]
[6591,20211002,"15시",25.7,55,27.1,73,27.1,73,25.5,52,19.600000000000001,99]
[6594,20211002,"18시",25.2,55,23.9,83,23.9,83,23,55,18.399999999999999,95]
[6599,20211003,"23시",20.3,79,22.2,95,22.2,95,19.7,74,17.600000000000001,96]
[6602,20211003,"2시",19.100000000000001,89,22.8,97,22.8,97,18.600000000000001,78,16.7,87]
[6605,20211003,"5시",17.7,92,23.8,92,23.8,92,17.5,73,14.6,99]
[6609,20211003,"9시",18,94,25.4,85,25.4,85,17.3,68,14.8,83]
[6612,20211003,"12시",23.8,72,27.3,81,27.3,81,19.5,56,17.2,76]
[6613,20211003,"13시",26,61,26.5,83,26.5,83,20.399999999999999,53,17.7,74]
[6616,20211003,"16시",28.7,43,27.2,76,27.2,76,20.399999999999999,50,18.600000000000001,75]
[6619,20211004,"19시",25.8,49,25.8,80,25.8,80,17.7,60,17,78]
[6624,20211004,"24시",20.7,69,24,89,24,89,13.5,80,14,79]
[6627,20211004,"3시",19.3,76,23.7,83,23.7,83,13.2,82,12.9,90]
[6630,20211004,"6시",19.899999999999999,75,22.1,91,22.1,91,12.2,87,12.7,99]
[6634,20211004,"10시",21.3,76,26,61,26,61,17.2,70,18.7,73]
[6637,20211004,"13시",24.3,78,27.5,59,27.5,59,23,44,21.4,56]
[6638,20211004,"14시",24.5,80,26.4,63,26.4,63,23.6,40,22.1,53]
[6641,20211004,"17시",25.4,78,24.7,62,24.7,62,24.2,36,21.5,52]
[6645,20211005,"21시",23.9,88,22.3,74,22.3,74,18.2,53,17.7,60]
[6649,20211005,"1시",24.1,84,21.4,85,21.4,85,14.9,66,15.3,71]
[6652,20211005,"4시",23.5,86,20.3,93,20.3,93,13.3,71,14.5,74]
[6655,20211005,"7시",23.2,87,20.3,96,20.3,96,12.9,67,14.3,74]
[6659,20211005,"11시",24,81,22.7,91,22.7,91,19,51,18.7,56]
[6662,20211005,"14시",25.7,69,23.6,70,23.6,70,23.6,34,20.9,50]
[6663,20211005,"15시",26.4,66,25.4,63,25.4,63,24.3,36,21.5,48]
[6666,20211005,"18시",24.8,74,24.4,66,24.4,66,22.7,41,20,51]
[6670,20211006,"22시",22.5,88,21.7,80,21.7,80,17.7,56,16.600000000000001,64]
[6674,20211006,"2시",21.5,87,20.3,87,20.3,87,15.1,67,13.6,82]
[6677,20211006,"5시",19.3,94,19.600000000000001,90,19.600000000000001,90,13.5,75,12.3,90]
[6681,20211006,"9시",18.100000000000001,99,20.7,76,20.7,76,13.6,77,15.3,68]
[6684,20211006,"12시",18,98,25.2,51,25.2,51,20.2,47,18.399999999999999,55]
[6687,20211006,"15시",18.399999999999999,97,25.6,56,25.6,56,21.9,33,19.899999999999999,55]
[6688,20211006,"16시",18.600000000000001,96,25.5,60,25.5,60,21.5,34,20.399999999999999,60]
[6691,20211007,"19시",19.2,87,22.1,74,22.1,74,18.899999999999999,49,17.8,76]
[6695,20211007,"23시",18.7,84,21.4,77,21.4,77,15.3,66,16.8,93]
[6699,20211007,"3시",18.8,85,20.8,72,20.8,72,13.6,73,14.5,99]
[6702,20211007,"6시",18.8,88,20.3,70,20.3,70,11.6,84,13.5,99]
[6706,20211007,"10시",19,94,22.3,58,22.3,58,16,63,18.600000000000001,73]
[6709,20211007,"13시",20.6,84,23.1,64,23.1,64,21.6,41,21,68]
[6712,20211007,"16시",21.4,75,21.1,69,21.1,69,23.7,30,20,55]
[6713,20211007,"17시",21.1,79,20.3,76,20.3,76,23.1,33,19.3,58]
[6716,20211008,"20시",19.5,83,19.7,77,19.7,77,18.2,54,16.8,68]
[6721,20211008,"1시",17.899999999999999,85,19.3,81,19.3,81,14.6,78,14.6,88]
[6724,20211008,"4시",17.7,88,18.600000000000001,96,18.600000000000001,96,12.9,82,13,93]
[6727,20211008,"7시",17.5,90,18.899999999999999,98,18.899999999999999,98,11.9,87,12.6,95]
[6731,20211008,"11시",19.2,90,21.7,98,21.7,98,18.3,60,18,72]
[6734,20211008,"14시",19.8,92,21.5,93,21.5,93,21.9,44,20.5,60]
[6737,20211008,"17시",19.7,92,20.399999999999999,93,20.399999999999999,93,23.3,37,19.3,71]
[6738,20211008,"18시",19.600000000000001,94,20.2,95,20.2,95,23,38,18.399999999999999,77]
[6741,20211009,"21시",18.8,94,17.8,93,17.8,93,18.399999999999999,66,17.100000000000001,84]
[6746,20211009,"2시",19,89,15.1,75,15.1,75,15.3,77,15.2,91]
[6749,20211009,"5시",18.600000000000001,88,13.9,67,13.9,67,13.9,84,14.5,91]
[6752,20211009,"8시",18.8,88,13.3,54,13.3,54,13.2,85,15.6,88]
[6756,20211009,"12시",21.3,80,17.899999999999999,51,17.899999999999999,51,21.3,46,20.8,67]
[6759,20211009,"15시",22.9,76,21.4,47,21.4,47,23.7,37,23.1,64]
[6762,20211009,"18시",24,73,17.3,53,17.3,53,22.7,44,20.100000000000001,80]
[6766,20211010,"22시",21.3,84,14.3,68,14.3,68,18.600000000000001,61,18.3,99]
[6767,20211010,"23시",21.1,86,14.4,64,14.4,64,17.7,63,18,99]
[6771,20211010,"3시",20.399999999999999,90,14.6,65,14.6,65,15.1,82,16.2,87]
[6774,20211010,"6시",20.6,91,14.8,68,14.8,68,14.3,81,14.6,99]
[6777,20211010,"9시",21.5,85,15.9,66,15.9,66,14,82,16.5,82]
[6781,20211010,"13시",24.1,81,20.8,60,20.8,60,23.8,39,24.8,52]
[6784,20211010,"16시",20.5,95,18.8,61,18.8,61,28.6,30,25.3,59]
[6785,20211010,"17시",20.2,95,18.2,63,18.2,63,27.4,36,24.5,62]
[6791,20211011,"23시",15.6,87,16,75,16,75,18.7,58,18.3,77]
[6792,20211011,"24시",15.1,89,16.2,72,16.2,72,17.7,62,17.600000000000001,79]
[6796,20211011,"4시",13.4,88,15.7,72,15.7,72,15.4,69,16.100000000000001,83]
[6799,20211011,"7시",12.8,90,16.2,65,16.2,65,15.2,70,15.3,83]
[6802,20211011,"10시",13.5,84,16.8,70,16.8,70,19.399999999999999,59,19.600000000000001,62]
[6806,20211011,"14시",16.5,71,18.5,69,18.5,69,25.9,34,23.9,49]
[6809,20211011,"17시",17.5,71,18.600000000000001,69,18.600000000000001,69,26.9,32,24,53]
[6812,20211012,"20시",16.100000000000001,76,16.7,75,16.7,75,21.4,46,22.1,60]
[6814,20211012,"22시",16.100000000000001,76,16.2,74,16.2,74,19.100000000000001,52,20.9,66]
[6817,20211012,"1시",16.2,76,16.3,66,16.3,66,17.8,52,18.5,79]
[6821,20211012,"5시",15.9,77,15.7,67,15.7,67,15.7,61,16.600000000000001,79]
[6824,20211012,"8시",16,77,15.1,62,15.1,62,16.600000000000001,61,15.5,96]
[6827,20211012,"11시",19.7,60,21.2,50,21.2,50,19.100000000000001,58,21.1,65]
[6831,20211012,"15시",20.7,58,23.3,53,23.3,53,19.399999999999999,66,27.2,32]
[6834,20211012,"18시",20,57,20.3,50,20.3,50,16.899999999999999,85,25.3,38]
[6837,20211013,"21시",18,63,17.7,71,17.7,71,17,81,21.5,80]
[6839,20211013,"23시",17.2,67,17.3,75,17.3,75,17.3,78,20.399999999999999,62]
[6842,20211013,"2시",16.2,71,17.3,75,17.3,75,17.5,75,18.600000000000001,65]
[6846,20211013,"6시",15,75,17.100000000000001,74,17.100000000000001,74,16.399999999999999,82,17.100000000000001,76]
[6849,20211013,"9시",15.5,75,17.7,72,17.7,72,18,77,20.5,64]
[6853,20211013,"13시",22.1,55,21.4,60,21.4,60,21.2,65,21.2,50]
[6856,20211013,"16시",24.2,55,20.100000000000001,66,20.100000000000001,66,20.9,59,19.399999999999999,56]
[6859,20211014,"19시",22.4,60,18.899999999999999,66,18.899999999999999,66,19,59,14.9,67]
[6862,20211014,"22시",20.5,70,17.899999999999999,73,17.899999999999999,73,16.2,71,12.7,71]
[6864,20211014,"24시",19.8,73,17,78,17,78,15.6,75,11.5,74]
[6867,20211014,"3시",18.100000000000001,82,16.5,80,16.5,80,13.3,85,10,72]
[6871,20211014,"7시",17.7,83,15,83,15,83,12.1,87,8.9,80]
[6874,20211014,"10시",18.5,83,19.8,68,19.8,68,14.9,74,14.6,55]
[6878,20211014,"14시",22.5,61,23.1,56,23.1,56,19.100000000000001,46,17.2,46]
[6881,20211014,"17시",23.6,57,21.6,52,21.6,52,20.3,40,16.5,55]
[6883,20211015,"19시",20.6,63,19.3,58,19.3,58,16.3,52,14.9,61]
[6886,20211015,"22시",18.899999999999999,78,17.5,67,17.5,67,13.3,65,14.9,78]
[6889,20211015,"1시",18.5,82,17.100000000000001,66,17.100000000000001,66,11.8,74,14.1,75]
[6893,20211015,"5시",17.600000000000001,82,16.600000000000001,71,16.600000000000001,71,9.6,85,12,98]
[6896,20211015,"8시",17,82,16.7,74,16.7,74,8.6,87,11.6,90]
[6899,20211015,"11시",18.3,75,22.3,62,22.3,62,15.9,57,15.7,62]
[6903,20211015,"15시",21.4,68,22.7,62,22.7,62,20.399999999999999,35,17.399999999999999,51]
[6906,20211015,"18시",20.6,69,20.5,56,20.5,56,19.100000000000001,44,15.2,62]
[6908,20211016,"20시",20,71,19.100000000000001,71,19.100000000000001,71,15.3,54,14.8,63]
[6911,20211016,"23시",19.3,58,19.3,70,19.3,70,13.1,61,15.1,66]
[6914,20211016,"2시",17.5,53,17.8,80,17.8,80,10.6,75,13.1,85]
[6918,20211016,"6시",15.3,61,18.5,78,18.5,78,9.1999999999999993,85,12.1,99]
[6921,20211016,"9시",13.1,64,18.3,89,18.3,89,10.1,80,13.6,99]
[6924,20211016,"12시",12.8,47,17.8,96,17.8,96,17.600000000000001,59,15.5,53]
[6928,20211016,"16시",10.199999999999999,32,17.899999999999999,97,17.899999999999999,97,18.899999999999999,35,16.899999999999999,36]
[6929,20211016,"17시",9.3000000000000007,35,17.899999999999999,97,17.899999999999999,97,17.7,28,16.2,31]
[6935,20211017,"23시",5,46,17.899999999999999,99,17.899999999999999,99,11.9,59,12.9,58]
[6936,20211017,"24시",4.4000000000000004,47,18,98,18,98,11.1,62,12.9,50]
[6939,20211017,"3시",3.2,46,18,98,18,98,9.8000000000000007,69,11.1,60]
[6943,20211017,"7시",1.6,47,17.2,98,17.2,98,6.5,82,9.6,65]
[6946,20211017,"10시",2.9,39,19.8,90,19.8,90,12,62,15.9,53]
[6949,20211017,"13시",7.9,32,24.9,69,24.9,69,19.5,22,18.600000000000001,51]
[6953,20211017,"17시",10.5,28,23.3,71,23.3,71,22,19,17.5,62]
[6954,20211017,"18시",10.3,29,22.5,73,22.5,73,21.3,19,16.399999999999999,63]
[6958,20211018,"22시",5.8,39,20.5,83,20.5,83,14.4,47,15.4,72]
[6961,20211018,"1시",4.8,38,20,83,20,83,11.2,57,13.8,86]
[6964,20211018,"4시",3.2,53,18.3,79,18.3,79,8.8000000000000007,76,12.5,93]
[6968,20211018,"8시",3,55,16.899999999999999,69,16.899999999999999,69,7.1,75,12.7,88]
[6971,20211018,"11시",8,49,22.4,57,22.4,57,14.4,53,18.2,65]
[6974,20211018,"14시",15.5,44,23.6,66,23.6,66,21.8,23,20.100000000000001,69]
[6979,20211019,"19시",14,59,20.6,75,20.6,75,20.7,24,16.899999999999999,87]
[6982,20211019,"22시",11.5,86,19.5,76,19.5,76,15,45,15.7,99]
[6983,20211019,"23시",10.7,89,19.2,78,19.2,78,14.3,45,15.2,99]
[6986,20211019,"2시",10.4,94,18.2,80,18.2,80,11.5,72,14.4,97]
[6989,20211019,"5시",10.4,94,17.2,86,17.2,86,9.4,77,13.4,99]
[6993,20211019,"9시",10.7,93,19.100000000000001,73,19.100000000000001,73,10.199999999999999,74,15.9,78]
[6996,20211019,"12시",12.1,77,22.6,60,22.6,60,19.3,38,21.1,52]
[6999,20211019,"15시",14.4,57,23.2,61,23.2,61,23.9,23,20.7,72]
[7004,20211020,"20시",10.4,55,19.3,81,19.3,81,19.899999999999999,57,18.100000000000001,80]
[7007,20211020,"23시",8.6,63,18,84,18,84,19.7,62,17.399999999999999,75]
[7008,20211020,"24시",7.7,67,17.899999999999999,83,17.899999999999999,83,18.8,67,17.399999999999999,73]
[7011,20211020,"3시",6.2,76,17.8,78,17.8,78,19,75,14.3,99]
[7014,20211020,"6시",5.0999999999999996,80,16.899999999999999,70,16.899999999999999,70,18.5,89,13.2,99]
[7018,20211020,"10시",8,76,18.399999999999999,65,18.399999999999999,65,18.8,91,14,99]
[7021,20211020,"13시",13.6,53,23,50,23,50,19.8,91,14.5,99]
[7025,20211020,"17시",15,39,21.7,66,21.7,66,19.7,92,16,99]
[7029,20211021,"21시",10.1,62,19.600000000000001,76,19.600000000000001,76,18.7,93,15.7,99]
[7032,20211021,"24시",7.8,70,18.600000000000001,77,18.600000000000001,77,18.5,94,15.9,99]
[7033,20211021,"1시",7,73,18.3,75,18.3,75,18.399999999999999,94,15.9,99]
[7036,20211021,"4시",6,81,18,74,18,74,18.399999999999999,94,15.5,99]
[7039,20211021,"7시",5.4,83,17.399999999999999,72,17.399999999999999,72,18.5,94,15.3,99]
[7043,20211021,"11시",9.6,68,17.7,68,17.7,68,20.7,90,15.2,99]
[7046,20211021,"14시",14.8,48,17.600000000000001,70,17.600000000000001,70,22.4,80,14.4,99]
[7050,20211021,"18시",13.9,49,17.5,65,17.5,65,20.2,92,12.9,99]
[7054,20211022,"22시",9.6999999999999993,57,16.7,69,16.7,69,19.3,92,12,99]
[7057,20211022,"1시",8,69,16.399999999999999,72,16.399999999999999,72,15,93,11.5,99]
[7058,20211022,"2시",7.3,73,16.3,73,16.3,73,14.6,93,11.5,98]
[7061,20211022,"5시",6.3,77,16.100000000000001,72,16.100000000000001,72,13.9,93,10.7,99]
[7065,20211022,"9시",5.7,80,16.3,76,16.3,76,14.2,89,12.2,91]
[7068,20211022,"12시",12.9,58,21,61,21,61,16.7,74,16.5,70]
[7071,20211022,"15시",16.5,41,21.6,63,21.6,63,19.8,54,17.2,66]
[7075,20211023,"19시",14.3,42,18.5,71,18.5,71,14.9,73,15,72]
[7079,20211023,"23시",10.6,52,18.100000000000001,71,18.100000000000001,71,12.8,81,12.6,82]
[7082,20211023,"2시",8.6,65,17.899999999999999,70,17.899999999999999,70,11.7,87,11.4,88]
[7083,20211023,"3시",8.1999999999999993,65,17.899999999999999,68,17.899999999999999,68,11.5,89,11,92]
[7086,20211023,"6시",6.9,73,18.3,69,18.3,69,10.9,90,9.6999999999999993,99]
[7090,20211023,"10시",9.1999999999999993,70,16.7,83,16.7,83,13.3,80,14.9,77]
[7093,20211023,"13시",16.3,43,17,71,17,71,18,59,18.100000000000001,57]
[7096,20211023,"16시",18.3,30,17.5,62,17.5,62,19.8,46,18.2,64]
[7101,20211024,"21시",11.5,57,14.7,69,14.7,69,15.6,70,15.5,90]
[7104,20211024,"24시",9.5,65,14.5,67,14.5,67,14.2,80,13.8,99]
[7107,20211024,"3시",7.8,73,14.1,68,14.1,68,12.9,87,12.7,99]
[7108,20211024,"4시",7.3,78,14.1,67,14.1,67,12.4,90,12.2,99]
[7111,20211024,"7시",6.6,82,14.2,64,14.2,64,10.8,92,12.2,99]
[7115,20211024,"11시",11.7,61,18,59,18,59,15.2,75,16.7,89]
[7118,20211024,"14시",16.2,43,20.9,50,20.9,50,19.899999999999999,40,18.899999999999999,78]
[7121,20211024,"17시",17.5,44,18.2,51,18.2,51,21.1,40,18.100000000000001,86]
[7126,20211025,"22시",10.8,65,14.7,69,14.7,69,14.7,77,16,99]
[7129,20211025,"1시",9.4,69,15,68,15,68,13.5,86,15.1,99]
[7130,20211025,"2시",8.9,71,15.3,68,15.3,68,12.7,89,14.7,99]
[7133,20211025,"5시",7.6,81,15.8,72,15.8,72,11.4,91,14,99]
[7136,20211025,"8시",6.4,88,15.9,77,15.9,77,9.1,93,14.3,99]
[7140,20211025,"12시",15.1,57,20.8,73,20.8,73,16.8,73,18.100000000000001,90]
[7142,20211025,"14시",16.5,49,18.899999999999999,95,18.899999999999999,95,20.6,47,19.600000000000001,88]
[7147,20211026,"19시",14.3,47,19.899999999999999,86,19.899999999999999,86,19.600000000000001,37,17.2,99]
[7151,20211026,"23시",11.1,69,18.100000000000001,86,18.100000000000001,86,14.3,71,15.6,99]
[7154,20211026,"2시",9.9,76,16.3,88,16.3,88,13.3,80,15,99]
[7155,20211026,"3시",9.1999999999999993,80,16,88,16,88,12.7,85,14.9,99]
[7158,20211026,"6시",8.1,86,15.8,85,15.8,85,11.7,85,14.1,99]
[7161,20211026,"9시",7.9,90,17.399999999999999,76,17.399999999999999,76,11.1,86,14.6,99]
[7165,20211026,"13시",17.100000000000001,56,20.7,68,20.7,68,19.600000000000001,61,17.899999999999999,98]
[7167,20211026,"15시",18,53,20.9,53,20.9,53,21.3,55,18.399999999999999,97]
[7173,20211027,"21시",14.3,76,18.7,63,18.7,63,16.8,76,14.8,95]
[7176,20211027,"24시",12.5,85,17.600000000000001,61,17.600000000000001,61,16,81,11.4,51]
[7179,20211027,"3시",12,88,16.100000000000001,65,16.100000000000001,65,15.6,73,8.6999999999999993,45]
[7180,20211027,"4시",11.9,88,16.3,66,16.3,66,14.9,74,8.1999999999999993,42]
[7183,20211027,"7시",12.4,91,15.7,75,15.7,75,11.6,62,6.2,51]
[7186,20211027,"10시",12.4,87,19.399999999999999,66,19.399999999999999,66,11.9,44,9.6,45]
[7190,20211027,"14시",16.3,46,19.2,66,19.2,66,17.399999999999999,30,13.8,33]
[7192,20211027,"16시",17.8,37,18.600000000000001,63,18.600000000000001,63,19.100000000000001,27,14.5,38]
[7198,20211028,"22시",12.6,49,16.899999999999999,66,16.899999999999999,66,10.5,62,9.4,44]
[7201,20211028,"1시",9.9,59,17,66,17,66,8.9,66,7.6,52]
[7204,20211028,"4시",8.1999999999999993,65,15.8,91,15.8,91,7.8,73,6.4,57]
[7205,20211028,"5시",7.8,65,15.2,94,15.2,94,6.7,78,5.5,62]
[7208,20211028,"8시",7.2,74,15.3,93,15.3,93,5.6,83,5.7,65]
[7211,20211028,"11시",13.1,58,15.7,94,15.7,94,12.1,49,11.1,52]
[7217,20211028,"17시",19.399999999999999,32,16.2,95,16.2,95,20.2,24,14.3,49]
[7219,20211029,"19시",15.9,45,15.5,95,15.5,95,16.5,34,11.8,67]
[7223,20211029,"23시",11.9,57,15.3,79,15.3,79,11.2,58,9.9,72]
[7226,20211029,"2시",11.8,59,14.6,75,14.6,75,9.4,72,8.8000000000000007,75]
[7229,20211029,"5시",10.8,63,13.7,67,13.7,67,8.1999999999999993,77,8.4,78]
[7230,20211029,"6시",10.6,63,13.4,68,13.4,68,7.9,80,7.8,80]
[7233,20211029,"9시",11.2,62,14.8,63,14.8,63,8.9,75,11.2,69]
[7237,20211029,"13시",18.2,47,16.7,66,16.7,66,17.100000000000001,54,16.8,53]
[7242,20211029,"18시",18.600000000000001,41,15.3,72,15.3,72,16.3,57,15.4,58]
[7244,20211030,"20시",15.5,55,14.1,73,14.1,73,15.3,61,13.8,73]
[7248,20211030,"24시",12.6,66,13.4,75,13.4,75,11.8,83,11.8,61]
[7251,20211030,"3시",11.6,67,12.5,77,12.5,77,10.6,86,11.2,64]
[7254,20211030,"6시",11.2,68,11,84,11,84,9.6,88,10.4,75]
[7255,20211030,"7시",11.1,68,10.1,82,10.1,82,9.1999999999999993,89,10.3,75]
[7258,20211030,"10시",12.5,64,10.8,57,10.8,57,11.9,79,13.4,62]
[7263,20211030,"15시",16.7,53,18.899999999999999,32,18.899999999999999,32,20.100000000000001,48,18.3,44]
[7266,20211030,"18시",17.399999999999999,49,15.2,43,15.2,43,17.8,61,16.600000000000001,50]
[7269,20211031,"21시",14.3,63,12.2,52,12.2,52,16.899999999999999,62,15.4,53]
[7273,20211031,"1시",11.8,74,11.1,65,11.1,65,15,75,14.6,50]
[7276,20211031,"4시",10.6,81,11.4,65,11.4,65,14.4,81,14,56]
[7279,20211031,"7시",9.6,86,12,64,12,64,12.5,91,13.6,80]
[7280,20211031,"8시",9.1999999999999993,87,12.6,57,12.6,57,11.7,89,13.4,78]
[7283,20211031,"11시",14,77,13.4,51,13.4,51,12.2,89,15.5,69]
[7288,20211031,"16시",19.8,51,13.8,53,13.8,53,13.1,91,15,91]
[7291,20211101,"19시",16.399999999999999,60,13.4,64,13.4,64,13.5,93,15,83]
[7294,20211101,"22시",14.3,77,11.7,69,11.7,69,14,94,15.7,83]
[7298,20211101,"2시",12.3,89,10.3,66,10.3,66,14.4,94,15.8,81]
[7301,20211101,"5시",11.5,91,8.1999999999999993,69,8.1999999999999993,69,14.6,94,14.9,89]
[7302,20211101,"6시",11,93,7.6,67,7.6,67,14.8,94,14.6,88]
[7305,20211101,"9시",10.4,94,6.3,57,6.3,57,14.9,94,15.6,84]
[7309,20211101,"13시",15.5,63,10.7,31,10.7,31,17,78,19.100000000000001,68]
[7313,20211101,"17시",16.600000000000001,55,11.5,30,11.5,30,16.8,74,17.399999999999999,73]
[7316,20211102,"20시",13.3,71,8.3000000000000007,36,8.3000000000000007,36,15,85,15.6,81]
[7319,20211102,"23시",11.2,80,6.5,45,6.5,45,14.1,87,15.2,83]
[7323,20211102,"3시",9.4,88,5.0999999999999996,45,5.0999999999999996,45,12.6,92,14.7,96]
[7326,20211102,"6시",8,91,3.6,43,3.6,43,12.1,93,11.9,91]
[7327,20211102,"7시",8.1,95,3.7,35,3.7,35,12.2,92,11.2,98]
[7330,20211102,"10시",9.6999999999999993,96,6.5,32,6.5,32,11.5,85,12.4,60]
[7334,20211102,"14시",14.9,58,12.7,20,12.7,20,14.8,62,13.7,49]
[7338,20211102,"18시",14.5,55,11.4,33,11.4,33,13.8,46,11.1,49]
[7341,20211103,"21시",12,69,8.6,45,8.6,45,12.1,49,9.5,47]
[7345,20211103,"1시",10,80,7.6,47,7.6,47,10.9,46,7.7,45]
[7348,20211103,"4시",9,84,6.1,58,6.1,58,9.6,46,7,48]
[7351,20211103,"7시",8,88,6.3,66,6.3,66,7.7,52,6.7,51]
[7352,20211103,"8시",7.7,89,7.3,62,7.3,62,6.5,55,7.5,50]
[7355,20211103,"11시",12.4,75,13,60,13,60,10.9,40,10.7,44]
[7359,20211103,"15시",16.600000000000001,39,17.3,43,17.3,43,14,34,13.2,44]
[7363,20211104,"19시",14,63,12.5,59,12.5,59,11.6,45,12.2,61]
[7366,20211104,"22시",11.8,74,11.2,63,11.2,63,8.9,58,10.4,76]
[7370,20211104,"2시",12,79,10.6,60,10.6,60,6.7,76,9.6999999999999993,70]
[7373,20211104,"5시",9.8000000000000007,89,10.4,58,10.4,58,5.2,79,9,81]
[7376,20211104,"8시",8.6,92,10.4,61,10.4,61,4.0999999999999996,84,9.1999999999999993,84]
[7377,20211104,"9시",8.6,92,11.5,63,11.5,63,5,82,11.5,72]
[7380,20211104,"12시",14.1,72,17.8,39,17.8,39,13.4,50,15.6,58]
[7384,20211104,"16시",15.7,66,17.600000000000001,47,17.600000000000001,47,17.7,36,15.9,60]
[7388,20211105,"20시",13.2,78,13.9,58,13.9,58,13.6,50,12.4,67]
[7391,20211105,"23시",11.3,86,14,72,14,72,9.6,75,11.3,69]
[7395,20211105,"3시",9.4,90,13.2,77,13.2,77,7.6,84,9.1999999999999993,87]
[7398,20211105,"6시",8.4,93,12.4,77,12.4,77,5.7,88,8.6999999999999993,95]
[7401,20211105,"9시",8,96,14,76,14,76,6,85,12.2,79]
[7402,20211105,"10시",9.6999999999999993,93,15.2,69,15.2,69,8.4,75,14.2,68]
[7405,20211105,"13시",15.6,62,19.2,55,19.2,55,15.7,42,17,63]
[7410,20211105,"18시",18.3,42,18.3,62,18.3,62,16.600000000000001,48,14.4,86]
[7413,20211106,"21시",14,61,15.9,73,15.9,73,11.7,75,14.2,87]
[7416,20211106,"24시",11.9,69,14.9,80,14.9,80,10.7,77,13.7,95]
[7420,20211106,"4시",9.9,79,13.5,80,13.5,80,9.6,83,13.1,99]
[7423,20211106,"7시",9,82,15.3,81,15.3,81,9.3000000000000007,84,12.9,99]
[7426,20211106,"10시",10.8,79,14.8,79,14.8,79,11.3,77,14.5,99]
[7430,20211106,"14시",19.3,43,15,74,15,74,18.8,47,16.600000000000001,67]
[7431,20211106,"15시",20.7,38,15.2,73,15.2,73,18.5,47,16.600000000000001,71]
[7435,20211107,"19시",17.399999999999999,48,14,78,14,78,15.6,68,14,67]
[7438,20211107,"22시",14.2,56,13.3,82,13.3,82,13.4,65,10.6,71]
[7441,20211107,"1시",12.3,63,13.1,85,13.1,85,10.9,79,8.1999999999999993,67]
[7445,20211107,"5시",10.4,72,12.8,80,12.8,80,9.6,84,6.7,74]
[7448,20211107,"8시",9.8000000000000007,76,13.2,73,13.2,73,7.8,86,6.1,70]
[7449,20211107,"9시",9.6999999999999993,77,13.6,70,13.6,70,8.9,80,7.5,68]
[7455,20211107,"15시",20.9,42,16.3,61,16.3,61,16.5,36,13,61]
[7456,20211107,"16시",20.2,45,16.399999999999999,59,16.399999999999999,59,17.399999999999999,31,12.5,62]
[7460,20211108,"20시",17,52,13.3,70,13.3,70,11.5,64,8.9,63]
[7463,20211108,"23시",16.100000000000001,50,13.2,74,13.2,74,9.6999999999999993,70,8.1999999999999993,68]
[7466,20211108,"2시",15.4,60,13.9,76,13.9,76,8.6999999999999993,75,7.6,71]
[7470,20211108,"6시",15.1,68,13.9,74,13.9,74,8.9,78,7.3,89]
[7473,20211108,"9시",13.6,92,13,82,13,82,9.3000000000000007,76,8,81]
[7476,20211108,"12시",6.6,93,13.6,78,13.6,78,12.5,65,10.3,68]
[7478,20211108,"14시",6.7,86,14.3,65,14.3,65,14,66,11.6,61]
[7481,20211108,"17시",6.5,87,14.8,33,14.8,33,13.9,66,11.4,64]
[7485,20211109,"21시",5,83,10.5,39,10.5,39,12.8,66,9.5,62]
[7488,20211109,"24시",4.7,77,8.4,37,8.4,37,11.7,76,9.6999999999999993,72]
[7491,20211109,"3시",3.9,77,6.4,36,6.4,36,11.1,82,9.1,67]
[7495,20211109,"7시",3.8,77,4.3,54,4.3,54,9.6,80,7.5,79]
[7498,20211109,"10시",4.0999999999999996,90,8.6,53,8.6,53,11.7,65,10,57]
[7501,20211109,"13시",6,85,14.4,48,14.4,48,14.8,45,12.6,54]
[7503,20211109,"15시",5.9,84,15.8,44,15.8,44,15.2,42,13.7,51]
[7506,20211109,"18시",6.4,85,11.6,57,11.6,57,13.9,48,11.9,62]
[7510,20211110,"22시",5.8,73,9.9,63,9.9,63,9.8000000000000007,67,10.199999999999999,59]
[7513,20211110,"1시",3.5,69,10,64,10,64,7.7,72,8.3000000000000007,74]
[7517,20211110,"5시",1.2,75,9.8000000000000007,63,9.8000000000000007,63,6,71,6.5,76]
[7520,20211110,"8시",1.2,88,10.7,60,10.7,60,5.5,71,6.9,68]
[7523,20211110,"11시",3.8,80,12.5,63,12.5,63,12.3,51,11.2,52]
[7526,20211110,"14시",6.2,61,12.6,79,12.6,79,16.100000000000001,29,13.6,38]
[7528,20211110,"16시",7.1,55,10.6,94,10.6,94,17,27,13.5,63]
[7531,20211111,"19시",5.9,67,10.199999999999999,94,10.199999999999999,94,12.9,39,11.2,79]
[7535,20211111,"23시",5.0999999999999996,75,10.199999999999999,87,10.199999999999999,87,9,62,10.7,95]
[7538,20211111,"2시",4,79,9.6,81,9.6,81,7,73,9.8000000000000007,99]
[7542,20211111,"6시",2.4,62,8.4,83,8.4,83,4.9000000000000004,80,7.3,99]
[7545,20211111,"9시",2.6,65,10.8,69,10.8,69,5.0999999999999996,84,9.1,98]
[7547,20211111,"11시",6.8,56,14.2,63,14.2,63,8.1,73,11.9,75]
[7550,20211111,"14시",9.1,51,17.100000000000001,54,17.100000000000001,54,13.7,33,13.6,74]
[7553,20211111,"17시",8.1,53,15.8,48,15.8,48,14.7,41,12,69]
[7556,20211112,"20시",5.8,61,12.6,63,12.6,63,11.3,65,11.8,76]
[7560,20211112,"24시",3.8,69,11.7,47,11.7,47,10.5,72,10.6,99]
[7563,20211112,"3시",3,73,10.8,57,10.8,57,10.4,75,10.9,94]
[7567,20211112,"7시",2.1,63,9,64,9,64,10.1,87,8.1999999999999993,81]
[7570,20211112,"10시",2.8,57,14.6,53,14.6,53,11.5,74,7.7,47]
[7572,20211112,"12시",6.2,46,19.399999999999999,44,19.399999999999999,44,11.6,45,8.3000000000000007,57]
[7575,20211112,"15시",8,42,19.600000000000001,51,19.600000000000001,51,12.7,33,8.1,56]
[7578,20211112,"18시",6.8,46,16.5,66,16.5,66,9.1999999999999993,62,4.4000000000000004,76]
[7582,20211113,"22시",4.5,54,15,68,15,68,6.4,73,0.9,47]
[7585,20211113,"1시",2.8,63,14.3,72,14.3,72,6.2,50,-0.5,48]
[7588,20211113,"4시",1.8,69,13.1,75,13.1,75,4.3,55,-0.8,53]
[7592,20211113,"8시",0.6,78,13.7,75,13.7,75,2.7,62,-1.4,56]
[7593,20211113,"9시",0.8,79,13.7,77,13.7,77,3.5,60,-0.9,55]
[7599,20211113,"15시",12.9,52,17.100000000000001,82,17.100000000000001,82,5.6,58,3.4,52]
[7600,20211113,"16시",12.7,55,16.899999999999999,84,16.899999999999999,84,5.2,59,3.6,54]
[7603,20211114,"19시",11.3,61,16.399999999999999,86,16.399999999999999,86,4.8,64,1.9,51]
[7607,20211114,"23시",9.3000000000000007,74,16.600000000000001,84,16.600000000000001,84,4.0999999999999996,73,1.5,54]
[7610,20211114,"2시",9,75,16.8,87,16.8,87,4,68,1.3,55]
[7613,20211114,"5시",8.5,78,16.399999999999999,96,16.399999999999999,96,3.9,69,1.2,65]
[7617,20211114,"9시",7.9,83,15.8,97,15.8,97,3.5,78,3.5,73]
[7618,20211114,"10시",8.8000000000000007,82,16.100000000000001,97,16.100000000000001,97,4.7,74,5.2,62]
[7622,20211114,"14시",16.100000000000001,43,19.2,85,19.2,85,7.7,79,8.6999999999999993,53]
[7625,20211114,"17시",15.5,47,18.3,88,18.3,88,11.3,41,8.3000000000000007,76]
[7628,20211115,"20시",12.3,68,17.7,83,17.7,83,8.1999999999999993,56,8.4,64]
[7632,20211115,"24시",9.6999999999999993,82,16.899999999999999,82,16.899999999999999,82,5.7,71,4.0999999999999996,69]
[7635,20211115,"3시",8.1,88,16.600000000000001,80,16.600000000000001,80,4.4000000000000004,80,2.8,60]
[7638,20211115,"6시",6.7,91,15.5,83,15.5,83,2.6,85,2.2999999999999998,54]
[7642,20211115,"10시",7.2,94,15.3,48,15.3,48,4.2,85,4.2,51]
[7643,20211115,"11시",9.8000000000000007,86,16.600000000000001,45,16.600000000000001,45,5.8,79,5.0999999999999996,44]
[7647,20211115,"15시",14.7,37,19.100000000000001,27,19.100000000000001,27,10.9,50,7.8,38]
[7650,20211115,"18시",13.3,50,15.6,59,15.6,59,9.6,50,5.9,51]
[7653,20211116,"21시",10.4,65,12.9,61,12.9,61,7.4,64,5.3,58]
[7657,20211116,"1시",8.1999999999999993,77,11.6,68,11.6,68,6.9,67,3.9,46]
[7660,20211116,"4시",7,83,10.7,70,10.7,70,6.3,68,4.5,39]
[7663,20211116,"7시",5,86,9.8000000000000007,71,9.8000000000000007,71,5.9,73,4,47]
[7668,20211116,"12시",10.8,57,18.2,36,18.2,36,9.5,55,9.6999999999999993,47]
[7671,20211116,"15시",13.3,35,16.100000000000001,28,16.100000000000001,28,13.8,29,10,45]
[7672,20211116,"16시",13.3,37,15.4,19,15.4,19,14.1,28,9.4,50]
[7675,20211117,"19시",10,54,13.9,27,13.9,27,11.1,32,8.4,66]
[7678,20211117,"22시",8,71,12.3,35,12.3,35,10.199999999999999,39,7.9,70]
[7682,20211117,"2시",6.1,73,10.7,37,10.7,37,8,54,6.3,99]
[7685,20211117,"5시",4.5999999999999996,79,10.199999999999999,45,10.199999999999999,45,6.5,64,5.4,99]
[7689,20211117,"9시",2.7,87,10.7,40,10.7,40,6.7,76,6.1,99]
[7693,20211117,"13시",10.5,54,18.399999999999999,33,18.399999999999999,33,11.8,54,8.5,72]
[7696,20211117,"16시",11.9,40,16.899999999999999,59,16.899999999999999,59,10.9,53,8.5,72]
[7697,20211117,"17시",11.1,37,15.9,61,15.9,61,8.6999999999999993,68,8.1999999999999993,83]
[7700,20211118,"20시",8.5,54,13.3,68,13.3,68,6.7,78,6.6,78]
[7703,20211118,"23시",7.3,63,12.5,72,12.5,72,7.6,71,5.2,75]
[7707,20211118,"3시",7.9,61,12.6,73,12.6,73,5.7,71,5,66]
[7710,20211118,"6시",8.3000000000000007,63,11.8,78,11.8,78,4,69,3.8,81]
[7714,20211118,"10시",9.1,66,15.1,70,15.1,70,6.1,62,5.5,58]
[7718,20211118,"14시",14.3,70,19.2,70,19.2,70,10.9,43,8.1,48]
[7721,20211118,"17시",15.1,73,17.600000000000001,76,17.600000000000001,76,11,46,7.3,61]
[7722,20211118,"18시",14.9,73,16.600000000000001,88,16.600000000000001,88,9.8000000000000007,48,6.3,63]
[7725,20211119,"21시",13.9,81,14.8,93,14.8,93,6.1,64,5.4,59]
[7728,20211119,"24시",12.9,83,13.8,97,13.8,97,5.0999999999999996,70,4.5999999999999996,67]
[7732,20211119,"4시",11.7,89,14.1,94,14.1,94,2.5,78,2.6,65]
[7735,20211119,"7시",11.4,92,13.5,93,13.5,93,0.6,87,1.5,73]
[7739,20211119,"11시",13.3,90,16.100000000000001,86,16.100000000000001,86,8,45,8.1999999999999993,49]
[7743,20211119,"15시",16.2,68,18.7,78,18.7,78,13.2,21,10.9,52]
[7746,20211119,"18시",15.1,72,17.399999999999999,85,17.399999999999999,85,11.5,27,8.4,61]
[7747,20211120,"19시",14,79,16.7,88,16.7,88,8.5,36,8,66]
[7750,20211120,"22시",11.9,87,15.5,91,15.5,91,7.6,48,7.2,75]
[7754,20211120,"2시",9.6999999999999993,94,15.5,89,15.5,89,5.0999999999999996,63,6.3,75]
[7757,20211120,"5시",8,91,15.4,83,15.4,83,3.3,71,5.8,77]
[7760,20211120,"8시",7,93,14.3,85,14.3,85,2,80,5,84]
[7765,20211120,"13시",12.9,76,17.2,61,17.2,61,12.9,38,13.2,61]
[7768,20211120,"16시",15.5,46,18.600000000000001,57,18.600000000000001,57,15.3,32,12.5,61]
[7771,20211121,"19시",12,62,15.4,69,15.4,69,11.9,35,9.8000000000000007,72]
[7772,20211121,"20시",10.8,66,14.8,68,14.8,68,10.3,43,9.3000000000000007,74]
[7775,20211121,"23시",9.1999999999999993,79,14.3,71,14.3,71,7.3,56,8.8000000000000007,82]
[7779,20211121,"3시",9.1999999999999993,78,13.5,76,13.5,76,5.5,72,7.9,88]
[7782,20211121,"6시",8.8000000000000007,81,13.4,75,13.4,75,3.8,78,8.5,84]
[7785,20211121,"9시",8.9,78,13.5,75,13.5,75,4.0999999999999996,76,9.6,73]
[7790,20211121,"14시",12.7,63,17.899999999999999,64,17.899999999999999,64,15,51,15.2,66]
[7793,20211121,"17시",12.8,61,16.5,67,16.5,67,15.3,50,13.4,87]
[7794,20211121,"18시",12.7,62,15.7,69,15.7,69,14.4,55,13.3,90]
[7797,20211122,"21시",11.6,69,14.7,69,14.7,69,11.1,69,12.2,99]
[7800,20211122,"24시",10.5,92,13.7,72,13.7,72,8.8000000000000007,81,11.9,99]
[7804,20211122,"4시",6.5,83,12.3,80,12.3,80,6.4,85,11.7,99]
[7807,20211122,"7시",4,62,12.2,82,12.2,82,5.7,87,10.6,99]
[7810,20211122,"10시",3.1,48,13.1,75,13.1,75,7.6,80,11,99]
[7815,20211122,"15시",3,63,12.8,51,12.8,51,16.3,57,11,99]
[7818,20211122,"18시",2.1,56,10.8,55,10.8,55,14.4,63,10.4,99]
[7819,20211123,"19시",1.6,57,9.6999999999999993,56,9.6999999999999993,56,13.7,61,9.8000000000000007,99]
[7822,20211123,"22시",0.3,62,7.4,36,7.4,36,12,70,9.3000000000000007,99]
[7825,20211123,"1시",-0.6,65,6.3,34,6.3,34,9.6999999999999993,79,7.5,99]
[7829,20211123,"5시",-2.4,64,5.3,47,5.3,47,9.3000000000000007,73,6.5,99]
[7831,20211123,"7시",-3.2,61,5.3,54,5.3,54,7,84,6.5,99]
[7836,20211123,"12시",0,53,11,56,11,56,12.2,66,9.9,95]
[7840,20211123,"16시",2,53,12.5,55,12.5,55,16.600000000000001,48,10.1,97]
[7843,20211124,"19시",1.1000000000000001,62,9.6999999999999993,54,9.6999999999999993,54,15.5,54,8.4,99]
[7844,20211124,"20시",0.6,66,9.3000000000000007,57,9.3000000000000007,57,13.6,72,7.9,99]
[7847,20211124,"23시",-0.7,75,7.6,35,7.6,35,13.1,74,8.1999999999999993,96]
[7850,20211124,"2시",-2,67,4.4000000000000004,22,4.4000000000000004,22,13.3,71,7.9,99]
[7854,20211124,"6시",-1.1000000000000001,64,1.1000000000000001,30,1.1000000000000001,30,12.3,80,7.4,97]
[7856,20211124,"8시",-1,58,0.1,29,0.1,29,11,91,7.3,93]
[7862,20211124,"14시",8.3000000000000007,63,8.1999999999999993,20,8.1999999999999993,20,12.1,93,11.4,57]
[7865,20211124,"17시",8.9,66,7.5,23,7.5,23,12.1,94,10.4,61]
[7868,20211125,"20시",7.2,61,4.5999999999999996,27,4.5999999999999996,27,11.8,93,9.4,74]
[7869,20211125,"21시",6.9,59,4.0999999999999996,25,4.0999999999999996,25,11.7,93,8.9,80]
[7872,20211125,"24시",5.2,66,2.8,34,2.8,34,11.5,89,7.6,83]
[7875,20211125,"3시",4.5999999999999996,76,1.6,40,1.6,40,10.3,91,6.7,83]
[7881,20211125,"9시",3.7,81,2.7,38,2.7,38,8.6999999999999993,92,8.5,79]
[7883,20211125,"11시",6.5,50,6.9,38,6.9,38,12.5,72,11.8,64]
[7887,20211125,"15시",9.8000000000000007,38,11.5,35,11.5,35,15.1,65,13.5,58]
[7890,20211125,"18시",7.9,35,7.9,38,7.9,38,13.5,71,11.5,63]
[7893,20211126,"21시",5.0999999999999996,46,5.8,43,5.8,43,12.4,70,10.6,67]
[7894,20211126,"22시",4.5999999999999996,49,5.3,44,5.3,44,11.9,71,10.3,69]
[7897,20211126,"1시",2.6,49,4.7,45,4.7,45,10.6,77,9.4,71]
[7901,20211126,"5시",0,57,4.4000000000000004,43,4.4000000000000004,43,9.4,76,8.8000000000000007,75]
[7906,20211126,"10시",1.4,56,5.6,47,5.6,47,10.7,75,10.199999999999999,73]
[7908,20211126,"12시",6,38,7,43,7,43,12.6,60,12.8,59]
[7912,20211126,"16시",5.3,62,8.9,57,8.9,57,15.6,48,13.8,66]
[7915,20211127,"19시",4.0999999999999996,68,6.4,87,6.4,87,13.2,63,11.4,86]
[7918,20211127,"22시",3,60,6.9,85,6.9,85,10.7,78,10.199999999999999,92]
[7919,20211127,"23시",2.2999999999999998,63,7.5,79,7.5,79,9.9,82,10.1,89]
[7922,20211127,"2시",1.3,65,7.4,85,7.4,85,8.4,88,8.6999999999999993,88]
[7927,20211127,"7시",-0.6,64,5.9,82,5.9,82,6,91,8.1999999999999993,99]
[7930,20211127,"10시",0,68,6.5,72,6.5,72,6.3,93,10.8,97]
[7933,20211127,"13시",6.3,39,8.9,59,8.9,59,11.9,72,13.3,87]
[7937,20211127,"17시",9.1999999999999993,31,9.8000000000000007,57,9.8000000000000007,57,15.9,52,12.8,99]
[7940,20211128,"20시",4.5999999999999996,48,7.8,53,7.8,53,12.3,68,10.8,99]
[7943,20211128,"23시",2.6,59,6.9,56,6.9,56,10.3,77,10.4,99]
[7944,20211128,"24시",2.2000000000000002,59,5.9,63,5.9,63,9.1999999999999993,82,10.199999999999999,99]
[7947,20211128,"3시",0.6,66,4.7,69,4.7,69,9.1,81,9.8000000000000007,85]
[7952,20211128,"8시",-0.9,72,4.5999999999999996,65,4.5999999999999996,65,11.9,73,10.4,79]
[7955,20211128,"11시",3.8,56,8.1999999999999993,56,8.1999999999999993,56,13.4,81,9.1,99]
[7958,20211128,"14시",11.3,38,10.3,37,10.3,37,13.5,89,9.6,99]
[7962,20211128,"18시",9.8000000000000007,33,9.1,30,9.1,30,14.5,83,8.3000000000000007,99]
[7965,20211129,"21시",6.2,50,6.1,35,6.1,35,12.8,77,7.4,99]
[7966,20211129,"22시",5.6,50,6,34,6,34,12.3,78,7.6,99]
[7969,20211129,"1시",4.9000000000000004,51,5.9,34,5.9,34,11.2,81,7.7,99]
[7972,20211129,"4시",3.8,60,4.2,42,4.2,42,11.4,77,6.5,99]
[7977,20211129,"9시",3.7,63,4.2,36,4.2,36,10.6,68,6.2,99]
[7980,20211129,"12시",8.1999999999999993,52,10.199999999999999,34,10.199999999999999,34,12.8,51,9.1,97]
[7983,20211129,"15시",12.6,49,14.1,27,14.1,27,16.2,46,11.1,91]
[7987,20211130,"19시",11.1,59,9.1999999999999993,44,9.1999999999999993,44,13.5,56,8.6999999999999993,99]
[7990,20211130,"22시",8.4,70,8.5,61,8.5,61,10.6,71,7.1,99]
[7991,20211130,"23시",8.6,70,9.1999999999999993,70,9.1999999999999993,70,10.5,73,6.2,99]
[7994,20211130,"2시",7.7,71,10,81,10,81,10.6,75,7.5,99]
[7998,20211130,"6시",7.5,83,9.8000000000000007,90,9.8000000000000007,90,10.8,91,8,99]
[8002,20211130,"10시",7.2,97,10.1,95,10.1,95,11.5,90,8.4,99]
[8005,20211130,"13시",7.7,97,11.7,97,11.7,97,13.5,79,9.6999999999999993,99]
[8008,20211130,"16시",8,90,14.8,79,14.8,79,12.8,87,9.8000000000000007,99]
[8012,20211201,"20시",3.8,75,12.5,83,12.5,83,11.2,92,8.5,99]
[8015,20211201,"23시",1.6,65,9.5,87,9.5,87,11.1,88,7.7,99]
[8016,20211201,"24시",1.1000000000000001,65,9.5,85,9.5,85,10.5,86,8.1,99]
[8019,20211201,"3시",-0.6,57,8.8000000000000007,77,8.8000000000000007,77,10,78,5.3,83]
[8023,20211201,"7시",-2.1,56,8.3000000000000007,82,8.3000000000000007,82,7.3,53,2.8,72]
[8027,20211201,"11시",-1.5,48,11.6,54,11.6,54,5.9,65,-0.3,92]
[8030,20211201,"14시",0.1,40,13.3,50,13.3,50,3.2,79,-0.6,64]
[8034,20211201,"18시",0,46,11.3,47,11.3,47,0.1,71,-3.7,70]
[8037,20211202,"21시",-1.7,52,8.1,37,8.1,37,0.5,70,-5.4,72]
[8040,20211202,"24시",-2.8,57,4.8,33,4.8,33,-0.6,84,-6.1,70]
[8041,20211202,"1시",-2.9,61,4.4000000000000004,38,4.4000000000000004,38,0.1,70,-6.2,77]
[8044,20211202,"4시",-3.4,62,3.6,38,3.6,38,-2,89,-6.5,61]
[8048,20211202,"8시",-4.2,65,3.5,31,3.5,31,-3.6,90,-7,65]
[8052,20211202,"12시",1.9,51,9.4,24,9.4,24,-0.8,76,-4.3,48]
[8055,20211202,"15시",3.9,65,11.7,23,11.7,23,0.2,67,-3.1,43]
[8059,20211203,"19시",4.8,73,9.1999999999999993,23,9.1999999999999993,23,-1.8,84,-3.6,63]
[8062,20211203,"22시",4.8,79,8.4,27,8.4,27,-2.1,81,-3.2,71]
[8065,20211203,"1시",3.5,86,6.7,29,6.7,29,-1.7,86,-2.5,99]
[8066,20211203,"2시",2.9,89,6.4,27,6.4,27,-1.6,86,-2.1,99]
[8069,20211203,"5시",4.3,81,5.2,36,5.2,36,-1,86,-4.8,76]
[8074,20211203,"10시",2.1,56,8.6,37,8.6,37,2,78,-2.2999999999999998,62]
[8077,20211203,"13시",3.2,32,16,35,16,35,5.7,58,-1.6,83]
[8080,20211203,"16시",4,33,14.4,40,14.4,40,6.1,46,-1.1000000000000001,80]
[8084,20211204,"20시",0.5,47,10.1,47,10.1,47,3.8,77,-2,83]
[8087,20211204,"23시",-0.8,53,9.3000000000000007,48,9.3000000000000007,48,3.4,79,-3.7,78]
[8090,20211204,"2시",-2.1,57,8.6999999999999993,46,8.6999999999999993,46,3.3,72,-5,74]
[8094,20211204,"6시",-2.5,58,9.9,48,9.9,48,1.6,88,-6.4,56]
[8095,20211204,"7시",-2.6,60,9.1999999999999993,43,9.1999999999999993,43,1.3,87,-6.6,51]
[8099,20211204,"11시",0.1,58,12.2,48,12.2,48,1.4,88,-3.8,63]
[8102,20211204,"14시",5.7,42,12.9,59,12.9,59,3.5,70,-1.6,61]
[8105,20211204,"17시",6.1,36,12.2,55,12.2,55,3.2,68,-1.9,69]
[8109,20211205,"21시",2.2999999999999998,42,9.4,57,9.4,57,0.6,85,-4.8,63]
[8112,20211205,"24시",0.1,53,8.5,57,8.5,57,-0.4,91,-5.9,68]
[8115,20211205,"3시",-1.2,56,8.1999999999999993,64,8.1999999999999993,64,-1.4,93,-7,58]
[8119,20211205,"7시",-1.9,58,8.1999999999999993,74,8.1999999999999993,74,-3,90,-8.1,53]
[8120,20211205,"8시",-2,61,8.1,78,8.1,78,-3.4,90,-8.5,55]
[8124,20211205,"12시",4.3,42,13.4,62,13.4,62,-0.5,76,-5.2,57]
[8127,20211205,"15시",9.1,36,16.2,53,16.2,53,0.8,67,-3.6,61]
[8130,20211205,"18시",8,34,13.5,64,13.5,64,-1,76,-4.0999999999999996,65]
[8134,20211206,"22시",3.7,53,12.3,51,12.3,51,-3.2,79,-6.1,72]
[8137,20211206,"1시",1.9,60,10.5,50,10.5,50,-2.9,86,-6.6,76]
[8138,20211206,"2시",1.5,63,9.5,50,9.5,50,-3.2,89,-6.9,77]
[8144,20211206,"8시",-0.7,73,4.0999999999999996,32,4.0999999999999996,32,-3.9,87,-6.4,61]
[8145,20211206,"9시",-0.7,73,3.8,30,3.8,30,-3.9,87,-5.7,55]
[8149,20211206,"13시",8.4,47,8,25,8,25,0.6,63,-1.3,56]
[8152,20211206,"16시",11.5,43,9.1999999999999993,22,9.1999999999999993,22,2.5,56,-1.4,71]
[8155,20211207,"19시",8.9,55,6.2,27,6.2,27,0.8,74,-3.7,67]
[8159,20211207,"23시",6.8,66,5,25,5,25,-0.8,78,-5.9,62]
[8162,20211207,"2시",5.7,73,4.5,27,4.5,27,-0.7,77,-6.5,61]
[8165,20211207,"5시",3.9,78,4.3,35,4.3,35,-1.1000000000000001,77,-6.2,61]
[8167,20211207,"7시",3.2,80,1.6,36,1.6,36,-1.9,82,-6,58]
[8170,20211207,"10시",3.2,82,6.3,32,6.3,32,-0.5,69,-4.2,53]
[8174,20211207,"14시",11,50,11.1,40,11.1,40,3.5,55,-0.8,56]
[8177,20211207,"17시",12.5,47,9,54,9,54,5.0999999999999996,53,-0.5,58]
[8181,20211208,"21시",7.7,64,6.4,60,6.4,60,1.3,76,-0.5,57]
[8184,20211208,"24시",5.7,74,5.8,65,5.8,65,0.6,76,-2,99]
[8187,20211208,"3시",4.7,80,5.9,63,5.9,63,2.2000000000000002,67,-3.4,99]
[8190,20211208,"6시",3,87,4.9000000000000004,67,4.9000000000000004,67,0.3,92,-3.6,83]
[8192,20211208,"8시",2.2000000000000002,89,4.3,69,4.3,69,0.4,93,-4.0999999999999996,65]
[8195,20211208,"11시",5.6,79,8.5,52,8.5,52,2.2999999999999998,87,-0.9,62]
[8199,20211208,"15시",12.7,48,12.1,56,12.1,56,6.3,54,1.1000000000000001,57]
[8202,20211208,"18시",10.9,49,9.8000000000000007,54,9.8000000000000007,54,3.1,59,-0.3,54]
[8206,20211209,"22시",6.5,67,8.6999999999999993,55,8.6999999999999993,55,0.8,64,-2.8,59]
[8209,20211209,"1시",5.5,72,8.9,48,8.9,48,-0.6,62,-4.2,66]
[8211,20211209,"3시",4.5,76,8.4,61,8.4,61,-1.1000000000000001,60,-4.8,64]
[8214,20211209,"6시",3,81,9.1999999999999993,74,9.1999999999999993,74,-2.6,65,-5.2,65]
[8217,20211209,"9시",3.1,79,9.1999999999999993,62,9.1999999999999993,62,-3.2,69,-4.5,56]
[8220,20211209,"12시",6.9,65,11.3,43,11.3,43,2.2999999999999998,33,-1.1000000000000001,53]
[8224,20211209,"16시",9.6,60,12.6,33,12.6,33,6.7,27,0.6,41]
[8227,20211210,"19시",8.3000000000000007,64,9.3000000000000007,35,9.3000000000000007,35,3.7,35,-0.8,47]
[8231,20211210,"23시",7.1,69,5.8,31,5.8,31,0.7,61,-1.1000000000000001,52]
[8234,20211210,"2시",7.2,69,4.0999999999999996,35,4.0999999999999996,35,0.2,63,-1.5,56]
[8236,20211210,"4시",6.7,70,3.4,37,3.4,37,1.5,65,-1.2,62]
[8239,20211210,"7시",7.1,70,2.2000000000000002,38,2.2000000000000002,38,2.1,67,-2.2000000000000002,72]
[8242,20211210,"10시",7.4,70,4.5,38,4.5,38,2.9,66,-0.1,69]
[8246,20211210,"14시",7.8,82,10.6,24,10.6,24,6.1,70,3.4,65]
[8249,20211210,"17시",7.9,90,9.6,21,9.6,21,6.8,82,3.9,79]
[8252,20211211,"20시",7.2,89,6,20,6,20,6.2,85,3.6,95]
[8256,20211211,"24시",6,94,3.7,29,3.7,29,5.2,87,4.7,99]
[8257,20211211,"1시",5.9,96,2.7,32,2.7,32,5.3,87,4.0999999999999996,99]
[8261,20211211,"5시",4.8,94,1.9,30,1.9,30,4.9000000000000004,91,1.7,81]
[8262,20211211,"6시",4.8,94,2.1,28,2.1,28,5.0999999999999996,91,1.1000000000000001,83]
[8263,20211211,"7시",4.7,94,1.3,29,1.3,29,5.4,86,0.6,80]
[8264,20211211,"8시",4.7,95,0.9,33,0.9,33,5,80,0.3,83]
[8265,20211211,"9시",4.5,95,2,29,2,29,5.4,66,-0.1,77]
[8266,20211211,"10시",4.7,94,5.0999999999999996,28,5.0999999999999996,28,6.1,60,-0.2,73]
[8267,20211211,"11시",5.9,93,8.1,26,8.1,26,6.8,60,-0.9,66]
[8268,20211211,"12시",6.9,85,9.6,21,9.6,21,7.1,51,-1.3,69]
[8269,20211211,"13시",8.5,75,10.9,24,10.9,24,4.5999999999999996,72,-1.5,66]
[8270,20211211,"14시",8.6999999999999993,70,11.8,31,11.8,31,4.5999999999999996,62,-1.7,65]
[8271,20211211,"15시",9.3000000000000007,68,12.1,26,12.1,26,4.3,62,-1.9,61]
[8272,20211211,"16시",8.5,72,12,26,12,26,3.9,54,-2.2000000000000002,64]
[8273,20211211,"17시",7.9,73,10,29,10,29,3,59,-2.6,67]
[8274,20211211,"18시",7.1,72,8.6,36,8.6,36,2.4,58,-2.9,63]
[8275,20211212,"19시",6.5,76,7,42,7,42,1.8,60,-3.4,68]
[8276,20211212,"20시",5.9,78,6.4,40,6.4,40,1.6,63,-3.8,71]
[8277,20211212,"21시",5.2,79,5.8,43,5.8,43,1.1000000000000001,66,-4.3,75]
[8278,20211212,"22시",5,82,5.7,41,5.7,41,1,65,-4.5,72]
[8279,20211212,"23시",4.5999999999999996,81,6,44,6,44,-0.6,73,-4.4000000000000004,71]
[8280,20211212,"24시",4.5999999999999996,81,5.8,54,5.8,54,-0.7,68,-4.8,67]
[8281,20211212,"1시",5,82,6.7,59,6.7,59,-1.3,70,-5,74]
[8282,20211212,"2시",4.7,83,6.5,60,6.5,60,-1.2,71,-5.0999999999999996,76]
[8283,20211212,"3시",4.8,84,6.3,62,6.3,62,-1,70,-5.4,73]
[8284,20211212,"4시",4.3,85,6.2,61,6.2,61,-0.7,68,-5.3,69]
[8285,20211212,"5시",3.7,83,6.3,60,6.3,60,-0.5,70,-5.5,71]
[8286,20211212,"6시",3.1,84,5.8,64,5.8,64,-0.1,69,-5.3,71]
[8287,20211212,"7시",2.9,87,5.9,62,5.9,62,-0.5,69,-5,71]
[8288,20211212,"8시",2.7,88,6.1,62,6.1,62,-0.6,71,-4.2,76]
[8289,20211212,"9시",2,86,5.9,61,5.9,61,-1.2,76,-3.9,74]
[8290,20211212,"10시",1.9,86,6.9,60,6.9,60,0.2,69,-2.1,74]
[8291,20211212,"11시",2.4,78,9.4,55,9.4,55,-0.2,80,-0.5,55]
[8292,20211212,"12시",3.2,70,11.4,53,11.4,53,0.2,82,0.3,58]
[8293,20211212,"13시",4,56,12.9,56,12.9,56,2.1,74,0,58]
[8294,20211212,"14시",4.0999999999999996,49,14.8,57,14.8,57,4,57,0.3,62]
[8295,20211212,"15시",3.8,43,14,61,14,61,2.4,69,-0.7,85]
[8296,20211212,"16시",3.5,37,13.7,60,13.7,60,1.1000000000000001,84,-1.4,99]
[8297,20211212,"17시",2.4,41,13.5,61,13.5,61,0.9,82,-1.5,99]
[8298,20211212,"18시",0.7,40,12.9,65,12.9,65,1.1000000000000001,85,-2.2999999999999998,99]
[8299,20211213,"19시",-0.7,46,11.2,68,11.2,68,1.4,82,-2.5,99]
[8300,20211213,"20시",-1.8,47,10.7,69,10.7,69,1.2,85,-2.1,99]
[8301,20211213,"21시",-2.5,47,10.199999999999999,71,10.199999999999999,71,2,76,-2.8,99]
[8302,20211213,"22시",-2.9,48,10.199999999999999,72,10.199999999999999,72,2,64,-3.1,99]
[8303,20211213,"23시",-3.2,49,10.1,71,10.1,71,2.2999999999999998,61,-3,99]
[8304,20211213,"24시",-3.5,49,10,69,10,69,0.8,84,-3.1,86]
[8305,20211213,"1시",-3.8,49,9.9,70,9.9,70,0.5,87,-3.5,70]
[8306,20211213,"2시",-3.9,50,10,70,10,70,0.4,86,-3.8,65]
[8307,20211213,"3시",-4.0999999999999996,49,10.1,68,10.1,68,0,90,-4.3,65]
[8308,20211213,"4시",-4.8,51,9.8000000000000007,69,9.8000000000000007,69,0.1,90,-4.7,67]
[8309,20211213,"5시",-5,51,9.8000000000000007,68,9.8000000000000007,68,0,91,-4.9000000000000004,67]
[8310,20211213,"6시",-5.2,52,9.8000000000000007,70,9.8000000000000007,70,-1,91,-5.0999999999999996,64]
[8311,20211213,"7시",-5.6,53,9.6999999999999993,70,9.6999999999999993,70,-2,84,-5.3,61]
[8312,20211213,"8시",-5.8,53,9.9,70,9.9,70,-3.1,82,-5.3,60]
[8313,20211213,"9시",-5.7,53,10,68,10,68,-3.7,83,-5.0999999999999996,55]
[8314,20211213,"10시",-5.0999999999999996,50,10.1,70,10.1,70,-2.2000000000000002,73,-4.5999999999999996,55]
[8315,20211213,"11시",-3.5,44,11.2,66,11.2,66,-0.8,63,-4.2,53]
[8316,20211213,"12시",-2.4,39,11.6,65,11.6,65,-0.3,64,-3.4,51]
[8317,20211213,"13시",-0.7,33,11.2,64,11.2,64,0.5,64,-3.1,50]
[8318,20211213,"14시",-0.1,31,11.4,61,11.4,61,0.5,70,-2.8,48]
[8319,20211213,"15시",0.5,28,11,61,11,61,1,68,-2.6,50]
[8320,20211213,"16시",1.4,29,10.4,61,10.4,61,1.3,65,-2.6,53]
[8321,20211213,"17시",1.7,30,10.3,60,10.3,60,0.2,72,-3.3,56]
[8322,20211213,"18시",0.6,34,10.4,54,10.4,54,-0.5,74,-3.8,59]
[8323,20211214,"19시",-0.4,39,9.9,60,9.9,60,-0.8,78,-4,57]
[8324,20211214,"20시",-0.8,43,10,57,10,57,-1.3,79,-4.5,59]
[8325,20211214,"21시",-1.6,47,9.3000000000000007,61,9.3000000000000007,61,-1.4,78,-4.8,58]
[8326,20211214,"22시",-1.5,48,8.9,63,8.9,63,-1.4,76,-5.0999999999999996,59]
[8327,20211214,"23시",-1,46,9,63,9,63,-1.6,76,-5.4,59]
[8328,20211214,"24시",-0.8,46,8.8000000000000007,59,8.8000000000000007,59,-1.9,76,-5.4,59]
[8329,20211214,"1시",-0.7,47,8.5,59,8.5,59,-1.5,75,-5.5,58]
[8330,20211214,"2시",-0.3,50,8.5,59,8.5,59,-1.5,74,-5.6,59]
[8331,20211214,"3시",0,52,7.7,61,7.7,61,-1.8,76,-5.5,63]
[8332,20211214,"4시",-0.1,51,6.9,64,6.9,64,-2,79,-5.0999999999999996,55]
[8333,20211214,"5시",0,53,6.5,65,6.5,65,-2.1,80,-5.6,60]
[8334,20211214,"6시",0,55,5.9,66,5.9,66,-2.2999999999999998,79,-6,64]
[8335,20211214,"7시",0,56,5.4,67,5.4,67,-2.6,83,-6,56]
[8336,20211214,"8시",0.1,56,5.3,68,5.3,68,-2.5,76,-6.5,56]
[8337,20211214,"9시",0.1,56,5,69,5,69,-2.9,72,-4.3,58]
[8338,20211214,"10시",0.5,57,5.2,69,5.2,69,-1.9,55,-2.6,43]
[8339,20211214,"11시",1.1000000000000001,56,5.7,68,5.7,68,-0.2,40,-1.4,42]
[8340,20211214,"12시",2.9,53,6.8,64,6.8,64,1.5,35,-0.7,48]
[8341,20211214,"13시",4.7,50,7.6,60,7.6,60,2.7,35,0.5,54]
[8342,20211214,"14시",6.2,53,10.8,48,10.8,48,3.1,39,0.6,61]
[8343,20211214,"15시",8.1,48,10,52,10,52,3.8,40,0.2,71]
[8344,20211214,"16시",7.1,55,8.8000000000000007,53,8.8000000000000007,53,4.3,42,-0.1,82]
[8345,20211214,"17시",6.9,59,8.1999999999999993,56,8.1999999999999993,56,5,43,-0.3,84]
[8346,20211214,"18시",6.5,67,7.5,61,7.5,61,3.8,49,-0.6,98]
[8347,20211215,"19시",6,73,6.6,63,6.6,63,2.2000000000000002,57,-0.3,99]
[8348,20211215,"20시",5.7,81,5.9,66,5.9,66,1.9,59,-0.2,99]
[8349,20211215,"21시",5.5,84,5.2,67,5.2,67,0.9,63,-0.2,99]
[8350,20211215,"22시",5.6,85,4.2,71,4.2,71,1.4,66,-0.3,99]
[8351,20211215,"23시",5.7,88,3.5,71,3.5,71,0,72,-0.1,99]
[8352,20211215,"24시",5.8,91,3,70,3,70,-0.2,71,-0.2,99]
[8353,20211215,"1시",5.8,92,2.2999999999999998,68,2.2999999999999998,68,-0.2,72,-0.3,99]
[8354,20211215,"2시",5.7,94,1.9,68,1.9,68,-0.1,77,-0.3,99]
[8355,20211215,"3시",5.8,94,1.5,68,1.5,68,-0.5,81,-0.4,99]
[8356,20211215,"4시",5.5,95,1.2,68,1.2,68,-1,84,-0.5,99]
[8357,20211215,"5시",5.5,96,0.6,68,0.6,68,-0.8,82,-0.8,99]
[8358,20211215,"6시",6.1,98,0.2,69,0.2,69,-1.3,84,-0.9,99]
[8359,20211215,"7시",6.2,93,-0.1,69,-0.1,69,-1,83,-0.5,99]
[8360,20211215,"8시",6.4,94,-0.3,70,-0.3,70,-1.3,84,-0.3,99]
[8361,20211215,"9시",6.5,93,0,68,0,68,-1.1000000000000001,85,0.4,99]
[8362,20211215,"10시",6.7,94,1.2,61,1.2,61,0.2,78,1.2,94]
[8363,20211215,"11시",6.9,94,3.3,54,3.3,54,2.1,70,2.2000000000000002,85]
[8364,20211215,"12시",8,93,4,48,4,48,3.8,60,2.9,82]
[8365,20211215,"13시",9.5,81,5.0999999999999996,39,5.0999999999999996,39,5.6,56,2.2000000000000002,99]
[8366,20211215,"14시",9.6,77,5.6,34,5.6,34,8.6,43,1.9,99]
[8367,20211215,"15시",9.3000000000000007,70,6.8,31,6.8,31,8.1999999999999993,43,2.1,99]
[8368,20211215,"16시",9.6,67,6.8,29,6.8,29,8.8000000000000007,40,1.8,99]
[8369,20211215,"17시",9.4,68,5.4,30,5.4,30,8.6,42,1.7,99]
[8370,20211215,"18시",8.6999999999999993,74,3.9,29,3.9,29,7.9,44,2.5,99]
[8371,20211216,"19시",8.1,79,3.1,32,3.1,32,6.7,57,2.5,99]
[8372,20211216,"20시",7.7,80,2.2000000000000002,33,2.2000000000000002,33,6.3,60,2.6,99]
[8373,20211216,"21시",6.9,81,1.6,33,1.6,33,6.5,52,2.7,99]
[8374,20211216,"22시",6.8,85,0.9,35,0.9,35,6.7,55,2.6,99]
[8375,20211216,"23시",6.5,84,0.1,31,0.1,31,6.6,61,2.9,99]
[8376,20211216,"24시",6.2,83,-0.6,29,-0.6,29,7,65,3,99]
[8377,20211216,"1시",5.4,84,-1,29,-1,29,6.1,79,3.2,99]
[8378,20211216,"2시",5.2,88,-1.6,31,-1.6,31,4.9000000000000004,87,1.8,99]
[8379,20211216,"3시",5.3,87,-1.9,34,-1.9,34,5,90,0.9,97]
[8380,20211216,"4시",5.3,86,-2.1,34,-2.1,34,5,88,-0.1,88]
[8381,20211216,"5시",5.2,85,-2.2000000000000002,35,-2.2000000000000002,35,4.7,85,-1,86]
[8382,20211216,"6시",4.9000000000000004,85,-2.6,38,-2.6,38,4.7,80,-1.6,85]
[8383,20211216,"7시",4.7,88,-3,39,-3,39,4,79,-2.8,88]
[8384,20211216,"8시",4.4000000000000004,86,-3,37,-3,37,2.2999999999999998,82,-3.8,89]
[8385,20211216,"9시",4.2,87,-2.6,38,-2.6,38,0.8,89,-4.5999999999999996,82]
[8386,20211216,"10시",4.5,89,-1.1000000000000001,35,-1.1000000000000001,35,1.2,86,-4.4000000000000004,72]
[8387,20211216,"11시",5.0999999999999996,85,0,28,0,28,1.2,74,-4.0999999999999996,73]
[8388,20211216,"12시",6.1,87,2.2999999999999998,23,2.2999999999999998,23,0.2,82,-4.4000000000000004,72]
[8389,20211216,"13시",8.6,64,3.9,23,3.9,23,1.2,67,-4.4000000000000004,67]
[8390,20211216,"14시",9.5,48,4.9000000000000004,20,4.9000000000000004,20,0.6,78,-4.5999999999999996,65]
[8391,20211216,"15시",9.4,41,5.9,20,5.9,20,-0.9,86,-4.7,64]
[8392,20211216,"16시",9.6999999999999993,47,5.8,17,5.8,17,-0.2,71,-5.0999999999999996,66]
[8393,20211216,"17시",9.3000000000000007,38,4.9000000000000004,17,4.9000000000000004,17,-1.5,86,-5.8,64]
[8394,20211216,"18시",8.1999999999999993,44,3.4,19,3.4,19,-1.9,82,-6.2,62]
[8395,20211217,"19시",7.4,58,2.7,20,2.7,20,-1.9,76,-6.7,62]
[8396,20211217,"20시",7.1,64,1.9,24,1.9,24,-2.7,89,-7,60]
[8397,20211217,"21시",7.3,70,1.6,23,1.6,23,-2.8,89,-7,62]
[8398,20211217,"22시",7.3,76,1.3,22,1.3,22,-2.8,90,-7.3,64]
[8399,20211217,"23시",6.4,74,1.1000000000000001,26,1.1000000000000001,26,-2.6,86,-7.7,58]
[8400,20211217,"24시",4.3,73,0.8,31,0.8,31,-2.8,78,-7.9,60]
[8401,20211217,"1시",3.3,65,0.5,35,0.5,35,-3.3,76,-8.3000000000000007,55]
[8402,20211217,"2시",2.6,50,0.2,37,0.2,37,-4.7,85,-8.6,53]
[8403,20211217,"3시",1.9,54,0.1,39,0.1,39,-5.3,87,-8.6999999999999993,51]
[8404,20211217,"4시",0.3,67,-0.6,45,-0.6,45,-5.5,86,-8.8000000000000007,53]
[8405,20211217,"5시",-1.1000000000000001,64,-0.4,50,-0.4,50,-5.8,86,-9,55]
[8406,20211217,"6시",-2.1,64,0.2,53,0.2,53,-5.9,83,-9.1999999999999993,57]
[8407,20211217,"7시",-3.1,66,0.4,58,0.4,58,-6.1,83,-9.3000000000000007,58]
[8408,20211217,"8시",-3.9,64,0.5,57,0.5,57,-6.4,83,-9.3000000000000007,60]
[8409,20211217,"9시",-4.5999999999999996,63,1.1000000000000001,56,1.1000000000000001,56,-6.6,86,-9.1,58]
[8410,20211217,"10시",-4.8,59,4.7,49,4.7,49,-6.2,84,-8.3000000000000007,60]
[8411,20211217,"11시",-4.5,49,7,47,7,47,-5.5,83,-7.4,57]
[8412,20211217,"12시",-4.3,46,7.3,45,7.3,45,-5,78,-6.7,57]
[8413,20211217,"13시",-4.3,38,8.5,42,8.5,42,-3.8,76,-6.2,55]
[8414,20211217,"14시",-4.0999999999999996,37,9.5,38,9.5,38,-3.4,78,-5.5,54]
[8415,20211217,"15시",-4.5,35,10.8,37,10.8,37,-3.6,79,-5.7,56]
[8416,20211217,"16시",-4.9000000000000004,37,11.1,36,11.1,36,-2.6,76,-5.9,52]
[8417,20211217,"17시",-6.1,42,10.5,36,10.5,36,-2.2999999999999998,78,-6.5,57]
[8418,20211217,"18시",-7.7,44,9,39,9,39,-3.4,84,-6.8,57]
[8419,20211218,"19시",-8.5,46,7.4,49,7.4,49,-3.6,82,-7.1,56]
[8420,20211218,"20시",-8.8000000000000007,45,6.7,53,6.7,53,-4.0999999999999996,87,-7.4,51]
[8421,20211218,"21시",-9.1999999999999993,45,6.3,57,6.3,57,-4.3,82,-7.6,53]
[8422,20211218,"22시",-9.6,45,6.3,59,6.3,59,-4.3,79,-7.8,53]
[8423,20211218,"23시",-9.6,45,6.1,62,6.1,62,-4.4000000000000004,79,-8.1,49]
[8424,20211218,"24시",-9.9,46,6,58,6,58,-4.5999999999999996,79,-8.4,44]
[8425,20211218,"1시",-10.1,46,5.4,53,5.4,53,-4.2,76,-8.6,49]
[8426,20211218,"2시",-9.9,45,5,53,5,53,-4,77,-9,51]
[8427,20211218,"3시",-9.9,45,5.2,55,5.2,55,-4,77,-9.3000000000000007,51]
[8428,20211218,"4시",-10.199999999999999,46,5.5,54,5.5,54,-3.5,70,-10,51]
[8429,20211218,"5시",-10.6,46,5.3,57,5.3,57,-3.7,70,-10.199999999999999,50]
[8430,20211218,"6시",-10.8,48,4.9000000000000004,57,4.9000000000000004,57,-3.6,62,-10.5,47]
[8431,20211218,"7시",-10.7,48,4.3,58,4.3,58,-4,62,-11.2,54]
[8432,20211218,"8시",-10.9,47,3.9,60,3.9,60,-4.3,62,-11.3,52]
[8433,20211218,"9시",-11.1,50,4.2,59,4.2,59,-4,51,-10.5,48]
[8434,20211218,"10시",-9.6,48,6.8,51,6.8,51,-3.5,41,-9.4,48]
[8435,20211218,"11시",-7,40,9.1,46,9.1,46,-0.7,33,-8.1999999999999993,45]
[8436,20211218,"12시",-4.4000000000000004,35,10.1,56,10.1,56,-0.5,32,-6.8,47]
[8437,20211218,"13시",-3,34,10.7,56,10.7,56,0.4,30,-5.7,46]
[8438,20211218,"14시",-2.2999999999999998,34,11.6,54,11.6,54,0.9,33,-4.5,42]
[8439,20211218,"15시",-1.9,44,12.4,53,12.4,53,0.9,33,-3.7,39]
[8440,20211218,"16시",-1.9,63,13.5,51,13.5,51,1.2,35,-3.5,47]
[8441,20211218,"17시",-3,86,12.7,52,12.7,52,1.1000000000000001,34,-3.7,45]
[8442,20211218,"18시",-2.8,87,11.3,57,11.3,57,-0.3,36,-4.5,48]
[8443,20211219,"19시",-3.4,88,10.3,59,10.3,59,-1.3,41,-5,43]
[8444,20211219,"20시",-3.8,90,9,57,9,57,-2.5,53,-5.4,45]
[8445,20211219,"21시",-4.3,90,8.6,54,8.6,54,-3,53,-5.6,47]
[8446,20211219,"22시",-4.5,91,8.6999999999999993,57,8.6999999999999993,57,-3,52,-5.4,46]
[8447,20211219,"23시",-4,92,8.4,62,8.4,62,-3.7,59,-5.5,47]
[8448,20211219,"24시",-3.2,93,8.1,61,8.1,61,-4.2,61,-5.7,50]
[8449,20211219,"1시",-2.5,95,7.9,66,7.9,66,-4.5,63,-5.6,54]
[8450,20211219,"2시",-0.5,99,7.8,69,7.8,69,-4.9000000000000004,69,-5.7,54]
[8451,20211219,"3시",-1.9,74,8,66,8,66,-5.5,73,-5.7,63]
[8452,20211219,"4시",-2.6,73,8.1,67,8.1,67,-5.4,72,-5.8,67]
[8453,20211219,"5시",-3,74,8.3000000000000007,69,8.3000000000000007,69,-5.2,75,-6.1,65]
[8454,20211219,"6시",-3.5,61,8.5,72,8.5,72,-5.5,78,-6.2,64]
[8455,20211219,"7시",-4.4000000000000004,64,8.4,87,8.4,87,-5.2,73,-6.3,61]
[8456,20211219,"8시",-5.2,67,7.9,93,7.9,93,-5.6,73,-6.3,59]
[8457,20211219,"9시",-5.7,70,8.1999999999999993,94,8.1999999999999993,94,-4.8,74,-5,57]
[8458,20211219,"10시",-4.9000000000000004,70,9.1999999999999993,95,9.1999999999999993,95,-3.4,65,-4.0999999999999996,53]
[8459,20211219,"11시",-2.8,59,11.3,90,11.3,90,-1.4,56,-3,50]
[8460,20211219,"12시",-1.2,47,11.9,91,11.9,91,1,54,-1.8,48]
[8461,20211219,"13시",0.6,40,12.9,86,12.9,86,3.1,50,-0.3,46]
[8462,20211219,"14시",1.5,45,12.5,93,12.5,93,3.7,56,0.4,47]
[8463,20211219,"15시",3,48,12.4,96,12.4,96,4.0999999999999996,55,1,45]
[8464,20211219,"16시",3.6,50,12.4,96,12.4,96,4.7,56,0.8,47]
[8465,20211219,"17시",4,50,12.1,97,12.1,97,4.5999999999999996,60,0.6,49]
[8466,20211219,"18시",3,55,11.7,97,11.7,97,4,65,0.7,56]
[8467,20211220,"19시",2,60,11.6,97,11.6,97,3.6,68,1,62]
[8468,20211220,"20시",1,70,11.5,97,11.5,97,3,77,1.3,69]
[8469,20211220,"21시",0.3,72,11.5,98,11.5,98,3.2,80,1.5,77]
[8470,20211220,"22시",-0.2,73,11.6,97,11.6,97,3,87,1.5,87]
[8471,20211220,"23시",-0.6,77,11.4,98,11.4,98,2.9,90,1.5,99]
[8472,20211220,"24시",-0.7,79,11.5,98,11.5,98,3,91,2.2000000000000002,99]
[8473,20211220,"1시",-0.9,80,11.6,98,11.6,98,3.1,92,2.8,99]
[8474,20211220,"2시",-0.5,80,11.7,98,11.7,98,2.7,93,3,99]
[8475,20211220,"3시",-0.6,81,11.8,98,11.8,98,2.9,93,3.3,99]
[8476,20211220,"4시",-0.3,82,11.6,98,11.6,98,3,93,3.5,99]
[8477,20211220,"5시",-0.1,81,11.1,98,11.1,98,2.7,93,4.4000000000000004,99]
[8478,20211220,"6시",-0.5,82,10.8,98,10.8,98,2.2000000000000002,94,2.2000000000000002,99]
[8479,20211220,"7시",0.2,83,10.4,96,10.4,96,2.4,94,1,99]
[8480,20211220,"8시",0.5,82,10,95,10,95,2.9,94,-0.3,95]
[8481,20211220,"9시",0.2,83,10,95,10,95,2.8,94,-1.3,89]
[8482,20211220,"10시",0.7,85,11.6,90,11.6,90,3.2,94,-1.5,79]
[8483,20211220,"11시",3,78,13.6,84,13.6,84,3.7,94,-1.4,63]
[8484,20211220,"12시",5.2,73,13.3,84,13.3,84,3.8,76,-1.2,59]
[8485,20211220,"13시",8.8000000000000007,69,15.3,72,15.3,72,4,58,-0.8,62]
[8486,20211220,"14시",10.199999999999999,58,16.899999999999999,57,16.899999999999999,57,3.8,57,-0.9,65]
[8487,20211220,"15시",11,59,17,61,17,61,2.8,52,-1,67]
[8488,20211220,"16시",10.5,60,16.399999999999999,61,16.399999999999999,61,2.4,50,-1.1000000000000001,69]
[8489,20211220,"17시",10.199999999999999,64,15.2,60,15.2,60,2.1,53,-2.1,71]
[8490,20211220,"18시",9.6,68,13.7,65,13.7,65,1.7,54,-2.7,68]
[8491,20211221,"19시",8.8000000000000007,73,12.5,70,12.5,70,1.3,54,-3.1,69]
[8492,20211221,"20시",8.1999999999999993,76,12.1,77,12.1,77,1.2,60,-3.5,71]
[8493,20211221,"21시",7.6,79,11.6,76,11.6,76,0.9,58,-4.0999999999999996,70]
[8494,20211221,"22시",6.8,82,11.2,76,11.2,76,0.5,55,-4.3,68]
[8495,20211221,"23시",6.6,86,10.9,77,10.9,77,0.3,57,-4.3,71]
[8496,20211221,"24시",6.6,88,10.8,76,10.8,76,0.4,58,-4.4000000000000004,72]
[8497,20211221,"1시",5.9,89,10.5,77,10.5,77,0,61,-5,72]
[8498,20211221,"2시",5.4,91,10.5,79,10.5,79,-0.5,63,-5.2,71]
[8499,20211221,"3시",5.6,94,10.6,77,10.6,77,-1.2,66,-5.4,72]
[8500,20211221,"4시",5.6,94,10.199999999999999,80,10.199999999999999,80,-1.8,66,-5.4,65]
[8501,20211221,"5시",5.6,95,10.4,79,10.4,79,-2.5,68,-5.5,54]
[8502,20211221,"6시",5.8,95,10.5,80,10.5,80,-2.2999999999999998,66,-6.2,56]
[8503,20211221,"7시",5.4,95,10.4,80,10.4,80,-2.4,68,-6.7,53]
[8504,20211221,"8시",5.2,96,10.6,78,10.6,78,-2.5,70,-7.1,60]
[8505,20211221,"9시",5.7,97,11,77,11,77,-2.6,70,-6.3,49]
[8506,20211221,"10시",6,98,12.3,72,12.3,72,-2,67,-4.2,48]
[8507,20211221,"11시",7.1,96,14.6,65,14.6,65,-1.2,57,-2.9,42]
[8508,20211221,"12시",7.3,92,15.9,68,15.9,68,0.2,52,-2.2999999999999998,37]
[8509,20211221,"13시",7.4,87,15.4,73,15.4,73,-0.2,49,-3.1,47]
[8510,20211221,"14시",7.7,79,15.1,73,15.1,73,1.3,42,-4.8,74]
[8511,20211221,"15시",8.1,69,14.9,76,14.9,76,1.3,45,-5.4,99]
[8512,20211221,"16시",8.5,64,14.2,84,14.2,84,1.2,54,-4.5999999999999996,99]
[8513,20211221,"17시",8.1999999999999993,48,13.7,92,13.7,92,0.9,58,-4.8,99]
[8514,20211221,"18시",6.9,46,13.4,96,13.4,96,-0.9,84,-4.9000000000000004,93]
[8515,20211222,"19시",5.5,37,13.6,97,13.6,97,-0.8,86,-4.7,81]
[8516,20211222,"20시",4.4000000000000004,37,13.8,98,13.8,98,-1.6,92,-5.2,80]
[8517,20211222,"21시",3.5,40,14.8,98,14.8,98,-1.8,92,-5.9,69]
[8518,20211222,"22시",2.6,44,15.8,94,15.8,94,-2.6,91,-6.7,71]
[8519,20211222,"23시",1.6,48,16,93,16,93,-3,91,-7.1,69]
[8520,20211222,"24시",1.5,46,15.8,96,15.8,96,-3.2,91,-7.4,68]
[8521,20211222,"1시",0.8,48,15.9,97,15.9,97,-3.4,92,-7.4,69]
[8522,20211222,"2시",0.1,49,16.2,95,16.2,95,-3.6,92,-7.7,69]
[8523,20211222,"3시",-0.3,52,16.399999999999999,93,16.399999999999999,93,-3.5,91,-7.9,73]
[8524,20211222,"4시",-1,52,16.7,93,16.7,93,-3.9,91,-7.7,77]
[8525,20211222,"5시",-1.7,53,17.399999999999999,91,17.399999999999999,91,-4.3,91,-7.6,79]
[8526,20211222,"6시",-2.1,56,16.7,96,16.7,96,-3.7,91,-7,77]
[8527,20211222,"7시",-2.1,59,16.399999999999999,95,16.399999999999999,95,-3.5,91,-6.7,91]
[8528,20211222,"8시",-2.2999999999999998,56,14.8,93,14.8,93,-3.3,91,-6.6,99]
[8529,20211222,"9시",-2.4,58,14.5,91,14.5,91,-3,92,-6.1,99]
[8530,20211222,"10시",-1.3,54,13.4,88,13.4,88,-1.9,90,-4.7,99]
[8531,20211222,"11시",1.1000000000000001,49,13.1,88,13.1,88,-0.5,88,-3.1,97]
[8532,20211222,"12시",3.6,41,11.8,81,11.8,81,-0.2,88,-0.5,92]
[8533,20211222,"13시",5.9,35,11.7,80,11.7,80,2,78,-0.1,92]
[8534,20211222,"14시",7,33,11.5,79,11.5,79,1.9,79,0.1,80]
[8535,20211222,"15시",7.8,32,11.5,77,11.5,77,1.9,79,0.3,72]
[8536,20211222,"16시",8,32,11.5,75,11.5,75,2,83,0.1,70]
[8537,20211222,"17시",7.4,31,11.2,73,11.2,73,2.2999999999999998,80,-0.4,71]
[8538,20211222,"18시",6.2,35,11.2,66,11.2,66,2,81,-0.8,67]
[8539,20211223,"19시",4.7,41,10.4,62,10.4,62,1.7,82,-1.3,72]
[8540,20211223,"20시",3.7,45,9.9,61,9.9,61,2,78,-1.7,66]
[8541,20211223,"21시",3,48,9.1,62,9.1,62,2.1,79,-2,75]
[8542,20211223,"22시",2.5,48,8.3000000000000007,65,8.3000000000000007,65,2.1,83,-2.1,82]
[8543,20211223,"23시",1.7,52,7.9,61,7.9,61,1.7,85,-2.2000000000000002,80]
[8544,20211223,"24시",1.1000000000000001,55,7.5,59,7.5,59,1.9,79,-2.5,83]
[8545,20211223,"1시",0.8,58,7,57,7,57,0.9,85,-2.2000000000000002,80]
[8546,20211223,"2시",0.2,60,6.2,60,6.2,60,0.4,88,-2.8,86]
[8547,20211223,"3시",-0.2,60,5.6,60,5.6,60,-0.5,89,-3.1,91]
[8548,20211223,"4시",-0.5,60,5.4,56,5.4,56,-0.5,89,-3.2,92]
[8549,20211223,"5시",-1,62,5.3,55,5.3,55,-0.9,91,-3.4,94]
[8550,20211223,"6시",-1.3,63,5.0999999999999996,56,5.0999999999999996,56,-0.5,91,-3.3,93]
[8551,20211223,"7시",-1.2,64,4.9000000000000004,53,4.9000000000000004,53,-0.7,91,-3.1,91]
[8552,20211223,"8시",-1.1000000000000001,66,4.5999999999999996,52,4.5999999999999996,52,-1.3,91,-3,92]
[8553,20211223,"9시",-1.4,66,4.5,51,4.5,51,-0.6,88,-2.2000000000000002,86]
[8554,20211223,"10시",-1,67,5.2,49,5.2,49,0,80,-1.2,81]
[8555,20211223,"11시",0.8,64,5.7,48,5.7,48,1.5,77,0.4,75]
[8556,20211223,"12시",2.7,53,7.1,49,7.1,49,2.5,71,2.6,68]
[8557,20211223,"13시",5.4,37,6.6,46,6.6,46,3.8,67,3.8,71]
[8558,20211223,"14시",7.7,43,6.9,44,6.9,44,5.4,63,4,74]
[8559,20211223,"15시",8.1999999999999993,38,7.1,43,7.1,43,6.8,57,4.0999999999999996,74]
[8560,20211223,"16시",8,38,7.7,42,7.7,42,7.3,53,3.9,76]
[8561,20211223,"17시",7.6,40,6.3,45,6.3,45,7.6,52,3.7,80]
[8562,20211223,"18시",6.5,41,4.7,49,4.7,49,6.2,58,3.4,82]
[8563,20211224,"19시",5,45,3.7,53,3.7,53,5,61,3.7,82]
[8564,20211224,"20시",3.9,50,3.2,54,3.2,54,3.4,72,3.8,84]
[8565,20211224,"21시",3.7,52,2.7,58,2.7,58,3.5,73,3.7,85]
[8566,20211224,"22시",3.5,57,2.5,59,2.5,59,3.5,72,3.7,88]
[8567,20211224,"23시",2.8,60,1.9,61,1.9,61,3.4,74,3.6,93]
[8568,20211224,"24시",2.6,60,1.9,56,1.9,56,3.4,76,3.5,95]
[8569,20211224,"1시",2,60,1.5,58,1.5,58,3.4,75,3.3,95]
[8570,20211224,"2시",1.9,62,1.3,61,1.3,61,3.4,75,3.6,96]
[8571,20211224,"3시",2,60,0.9,65,0.9,65,3,76,3.9,97]
[8572,20211224,"4시",1.7,64,0.6,62,0.6,62,2.9,76,4.2,98]
[8573,20211224,"5시",2,67,0.5,62,0.5,62,1.9,82,4,99]
[8574,20211224,"6시",1.5,63,0.3,63,0.3,63,1.5,84,3.8,99]
[8575,20211224,"7시",1.8,63,0.1,64,0.1,64,1.9,83,3.8,99]
[8576,20211224,"8시",2.2000000000000002,62,-0.1,65,-0.1,65,2.1,82,4.0999999999999996,99]
[8577,20211224,"9시",2.5,62,0.1,67,0.1,67,2.2000000000000002,83,4.2,99]
[8578,20211224,"10시",2.7,61,1.1000000000000001,63,1.1000000000000001,63,3,81,4.9000000000000004,94]
[8579,20211224,"11시",2.7,63,2.8,59,2.8,59,5,72,5.8,89]
[8580,20211224,"12시",2.8,68,5.8,50,5.8,50,7,65,5.6,81]
[8581,20211224,"13시",3.2,71,8.6,46,8.6,46,8.1,60,4.3,87]
[8582,20211224,"14시",2.5,82,8.6999999999999993,51,8.6999999999999993,51,9.6999999999999993,59,3.9,81]
[8583,20211224,"15시",2.6,80,9.6,52,9.6,52,8.9,65,3.9,74]
[8584,20211224,"16시",2.1,82,9.1999999999999993,50,9.1999999999999993,50,8.9,58,3.2,64]
[8585,20211224,"17시",1.6,82,7.1,53,7.1,53,8.5,52,2,73]
[8586,20211224,"18시",0.5,72,6.1,57,6.1,57,7.3,56,1.1000000000000001,71]
[8587,20211225,"19시",-1.4,67,5.4,57,5.4,57,6.7,61,0.4,72]
[8588,20211225,"20시",-2.8,64,5.5,58,5.5,58,5.4,64,-0.4,72]
[8589,20211225,"21시",-3.7,62,5.4,61,5.4,61,4.4000000000000004,62,-0.8,69]
[8590,20211225,"22시",-5.2,63,5.2,61,5.2,61,3.9,57,-1.3,69]
[8591,20211225,"23시",-6,61,5.2,61,5.2,61,3,59,-1.5,70]
[8592,20211225,"24시",-6.6,60,5.0999999999999996,62,5.0999999999999996,62,2.9,57,-1.8,71]
[8593,20211225,"1시",-7.3,51,5.0999999999999996,63,5.0999999999999996,63,2.4,54,-2.2000000000000002,72]
[8594,20211225,"2시",-8.3000000000000007,49,4.8,63,4.8,63,1.7,56,-2.5,74]
[8595,20211225,"3시",-9.4,45,4.5,64,4.5,64,1.2,58,-2.8,78]
[8596,20211225,"4시",-10.1,46,4.5,65,4.5,65,1,59,-3,77]
[8597,20211225,"5시",-10.8,45,4.0999999999999996,71,4.0999999999999996,71,0.6,62,-3.1,76]
[8598,20211225,"6시",-11.4,46,4.0999999999999996,70,4.0999999999999996,70,0.5,63,-3.3,74]
[8599,20211225,"7시",-12.3,46,3.8,71,3.8,71,-0.2,65,-3.2,65]
[8600,20211225,"8시",-13,47,3.6,74,3.6,74,-0.1,62,-3.5,64]
[8601,20211225,"9시",-13.3,45,4.3,74,4.3,74,-1.2,68,-3.2,62]
[8602,20211225,"10시",-13.1,41,7.2,69,7.2,69,-0.1,62,-2.5,55]
[8603,20211225,"11시",-12.2,42,9.6999999999999993,64,9.6999999999999993,64,1.3,49,-1.4,54]
[8604,20211225,"12시",-11.5,40,12.4,57,12.4,57,2.4,35,-0.6,52]
[8605,20211225,"13시",-10.8,38,12.2,57,12.2,57,3.2,36,0.6,55]
[8606,20211225,"14시",-10.3,34,13.9,53,13.9,53,3.8,36,1,55]
[8607,20211225,"15시",-9.1,33,14.1,55,14.1,55,4,38,0.9,56]
[8608,20211225,"16시",-8.4,33,14.3,53,14.3,53,3.9,38,0.9,55]
[8609,20211225,"17시",-8.9,31,13.2,61,13.2,61,3.8,41,0.5,59]
[8610,20211225,"18시",-9.9,37,11.4,62,11.4,62,3.1,45,-0.2,62]
[8611,20211226,"19시",-10.9,42,10.199999999999999,63,10.199999999999999,63,2,53,-0.6,62]
[8612,20211226,"20시",-12.1,45,10,65,10,65,1,58,-1.3,69]
[8613,20211226,"21시",-13.2,46,9.8000000000000007,68,9.8000000000000007,68,0.9,59,-1.7,61]
[8614,20211226,"22시",-13.7,47,9.5,70,9.5,70,1.4,59,-2.2000000000000002,60]
[8615,20211226,"23시",-14.1,48,9.6,71,9.6,71,0.2,63,-2.6,59]
[8616,20211226,"24시",-14.4,47,9.8000000000000007,71,9.8000000000000007,71,0.6,64,-2.9,61]
[8617,20211226,"1시",-14.4,46,9.9,71,9.9,71,-0.6,67,-3.2,62]
[8618,20211226,"2시",-14.4,44,10,67,10,67,-1.5,71,-3.5,56]
[8619,20211226,"3시",-14.6,43,9.6999999999999993,67,9.6999999999999993,67,-1.7,64,-3.7,54]
[8620,20211226,"4시",-14.7,43,9.8000000000000007,72,9.8000000000000007,72,-1.9,60,-4,61]
[8621,20211226,"5시",-14.9,45,9.6999999999999993,71,9.6999999999999993,71,-2.8,66,-3.8,56]
[8622,20211226,"6시",-15.1,49,9.5,74,9.5,74,-2.6,63,-3.7,57]
[8623,20211226,"7시",-15.2,49,9.6999999999999993,71,9.6999999999999993,71,-3.4,65,-3.9,61]
[8624,20211226,"8시",-15.3,49,9.3000000000000007,76,9.3000000000000007,76,-3.8,66,-4.5,63]
[8625,20211226,"9시",-15.4,47,9.1999999999999993,77,9.1999999999999993,77,-3.6,61,-3.7,56]
[8626,20211226,"10시",-15,46,9.4,79,9.4,79,-2.2000000000000002,53,-2.9,52]
[8627,20211226,"11시",-13.7,44,9.4,89,9.4,89,-0.1,43,-2.6,51]
[8628,20211226,"12시",-12.7,43,9.4,92,9.4,92,1.3,38,-1.6,46]
[8629,20211226,"13시",-11.5,39,9.6,94,9.6,94,3.8,32,-1.1000000000000001,41]
[8630,20211226,"14시",-9.5,35,9.8000000000000007,94,9.8000000000000007,94,3.6,31,-0.6,47]
[8631,20211226,"15시",-8.9,32,9.8000000000000007,95,9.8000000000000007,95,4.4000000000000004,26,-0.2,44]
[8632,20211226,"16시",-8.1,31,9.6999999999999993,95,9.6999999999999993,95,4.4000000000000004,23,-0.1,46]
[8633,20211226,"17시",-7.6,33,9.1,96,9.1,96,4.5,24,-0.7,46]
[8634,20211226,"18시",-8.4,35,9,96,9,96,3.2,29,-1.1000000000000001,51]
[8635,20211227,"19시",-9.4,39,8.5,96,8.5,96,1.6,37,-1.4,51]
[8636,20211227,"20시",-10.1,43,8,96,8,96,0.4,43,-2,51]
[8637,20211227,"21시",-10.5,45,7.7,96,7.7,96,-0.9,46,-2.1,53]
[8638,20211227,"22시",-11,48,7.3,96,7.3,96,-1.5,50,-2.2999999999999998,57]
[8639,20211227,"23시",-11.6,51,7,96,7,96,-1.5,51,-2.2999999999999998,57]
[8640,20211227,"24시",-11.8,52,6.6,96,6.6,96,-2.2000000000000002,56,-2.8,63]
[8641,20211227,"1시",-12.1,53,6.4,96,6.4,96,-2.7,59,-2.5,60]
[8642,20211227,"2시",-12.4,52,6,97,6,97,-2.6,57,-2.7,58]
[8643,20211227,"3시",-12.8,53,6.1,92,6.1,92,-3,58,-3.4,70]
[8644,20211227,"4시",-12.1,50,5.5,91,5.5,91,-3.3,65,-4.2,76]
[8645,20211227,"5시",-12.2,50,4.9000000000000004,89,4.9000000000000004,89,-3.5,65,-4.8,77]
[8646,20211227,"6시",-12.4,49,4.5,84,4.5,84,-3.3,65,-4.7,72]
[8647,20211227,"7시",-12.5,52,4.4000000000000004,78,4.4000000000000004,78,-3.7,68,-4.8,72]
[8648,20211227,"8시",-12.4,51,3.8,77,3.8,77,-4,71,-5.0999999999999996,80]
[8649,20211227,"9시",-12.6,56,3.6,79,3.6,79,-4.2,72,-4.5,77]
[8650,20211227,"10시",-11.5,58,4.0999999999999996,73,4.0999999999999996,73,-2.9,69,-2.4,68]
[8651,20211227,"11시",-8.5,54,5.8,66,5.8,66,-0.4,55,-1.2,72]
[8652,20211227,"12시",-5.9,44,6.6,61,6.6,61,2.2000000000000002,42,-0.6,72]
[8653,20211227,"13시",-4.8,40,6.7,60,6.7,60,4.5999999999999996,32,0.3,65]
[8654,20211227,"14시",-4.4000000000000004,45,7.3,55,7.3,55,6.5,35,1.6,55]
[8655,20211227,"15시",-4.2,48,7.9,49,7.9,49,8.1,30,1.6,54]
[8656,20211227,"16시",-4.2,60,7.9,43,7.9,43,8.6,34,1.6,48]
[8657,20211227,"17시",-4.0999999999999996,65,6.6,32,6.6,32,8.8000000000000007,35,1.1000000000000001,58]
[8658,20211227,"18시",-4,66,5.4,36,5.4,36,7.6,40,0.4,62]
[8659,20211228,"19시",-4.0999999999999996,69,4.0999999999999996,35,4.0999999999999996,35,5.5,50,0,68]
[8660,20211228,"20시",-4,70,3.2,36,3.2,36,3.8,52,-0.2,74]
[8661,20211228,"21시",-4.5,72,2.5,28,2.5,28,2.6,56,-0.3,77]
[8662,20211228,"22시",-5.2,75,1.7,28,1.7,28,2,62,-0.6,60]
[8663,20211228,"23시",-5.7,77,0.8,36,0.8,36,1.3,62,-1,60]
[8664,20211228,"24시",-6,81,0.3,41,0.3,41,0.5,67,-1.3,60]
[8665,20211228,"1시",-6.3,83,-0.2,43,-0.2,43,-0.4,74,-1.8,60]
[8666,20211228,"2시",-6.8,85,-0.7,45,-0.7,45,-0.7,76,-1.7,64]
[8667,20211228,"3시",-7.2,86,-1.1000000000000001,50,-1.1000000000000001,50,-1.3,80,-1.1000000000000001,65]
[8668,20211228,"4시",-7.5,86,-1.1000000000000001,55,-1.1000000000000001,55,-1.4,81,-0.8,59]
[8669,20211228,"5시",-7.7,87,-1.3,56,-1.3,56,-2.4,84,-0.9,65]
[8670,20211228,"6시",-7.9,88,-1.7,59,-1.7,59,-2.2999999999999998,84,-1.7,67]
[8671,20211228,"7시",-8.1,88,-1.9,62,-1.9,62,-2.9,84,-1.9,73]
[8672,20211228,"8시",-8.4,88,-2.1,61,-2.1,61,-3.3,86,-1.7,72]
[8673,20211228,"9시",-8.1,90,-1.7,59,-1.7,59,-3,86,-1.2,66]
[8674,20211228,"10시",-7.3,88,1.6,52,1.6,52,-2.2000000000000002,83,-0.6,65]
[8675,20211228,"11시",-5.7,81,5.0999999999999996,48,5.0999999999999996,48,-0.8,77,0.2,64]
[8676,20211228,"12시",-4,73,6.7,50,6.7,50,1.3,59,1.5,63]
[8677,20211228,"13시",-2.5,64,8.1,50,8.1,50,3,55,1.8,67]
[8678,20211228,"14시",-2,62,9,51,9,51,4.2,52,2.1,69]
[8679,20211228,"15시",-1.5,59,10.5,47,10.5,47,5.4,44,2.4,70]
[8680,20211228,"16시",-1.2,58,9.5,50,9.5,50,6,45,2.5,71]
[8681,20211228,"17시",-0.9,58,8.8000000000000007,45,8.8000000000000007,45,5.5,49,2.1,77]
[8682,20211228,"18시",-0.9,59,6.7,47,6.7,47,5.0999999999999996,51,2.2000000000000002,77]
[8683,20211229,"19시",-1,61,5.3,43,5.3,43,4.4000000000000004,54,2.1,78]
[8684,20211229,"20시",-1,62,4.8,44,4.8,44,3.4,59,1.9,79]
[8685,20211229,"21시",-1.1000000000000001,63,4.5,43,4.5,43,2.7,61,2,78]
[8686,20211229,"22시",-1.8,67,4.0999999999999996,47,4.0999999999999996,47,2.5,63,1.6,79]
[8687,20211229,"23시",-2.5,71,4.5999999999999996,40,4.5999999999999996,40,2.4,65,1.6,81]
[8688,20211229,"24시",-3,74,4.5999999999999996,39,4.5999999999999996,39,1.1000000000000001,72,1.1000000000000001,83]
[8689,20211229,"1시",-3.2,78,4.2,41,4.2,41,1.5,71,0.9,84]
[8690,20211229,"2시",-3.5,81,3.4,45,3.4,45,1.7,69,0.7,85]
[8691,20211229,"3시",-3.8,82,2.5,42,2.5,42,1,75,0.5,88]
[8692,20211229,"4시",-3,82,1.6,47,1.6,47,1.4,73,0.4,86]
[8693,20211229,"5시",-2.5,80,1.2,39,1.2,39,1.2,77,0.6,85]
[8694,20211229,"6시",-2.2000000000000002,85,0.9,36,0.9,36,1.2,84,1.1000000000000001,88]
[8695,20211229,"7시",-1.9,87,0.3,39,0.3,39,1.1000000000000001,85,1.3,90]
[8696,20211229,"8시",-1.7,85,0.3,47,0.3,47,1.2,87,1.4,93]
[8697,20211229,"9시",-1.4,85,0.6,49,0.6,49,0.7,87,1.5,94]
[8698,20211229,"10시",-1,84,3.1,47,3.1,47,1.8,86,2.4,91]
[8699,20211229,"11시",0.2,81,4.5,43,4.5,43,3.1,80,3.9,89]
[8700,20211229,"12시",1.5,78,5.3,45,5.3,45,4.5999999999999996,74,5,88]
[8701,20211229,"13시",2.2999999999999998,76,6.5,42,6.5,42,5.9,68,5.7,89]
[8702,20211229,"14시",4.9000000000000004,72,7.3,41,7.3,41,7.3,63,5.7,90]
[8703,20211229,"15시",5.0999999999999996,59,6.2,42,6.2,42,8.3000000000000007,62,5.7,89]
[8704,20211229,"16시",5.5,54,5.9,38,5.9,38,8.6999999999999993,62,5.4,88]
[8705,20211229,"17시",5.4,58,5.3,37,5.3,37,8.5,60,5.2,91]
[8706,20211229,"18시",4.9000000000000004,67,3.9,32,3.9,32,7.8,59,4.9000000000000004,93]
[8707,20211230,"19시",3.8,71,2.5,30,2.5,30,6.9,63,4.2,95]
[8708,20211230,"20시",2.2999999999999998,57,1.7,27,1.7,27,6,68,3.9,98]
[8709,20211230,"21시",1.1000000000000001,68,1.1000000000000001,22,1.1000000000000001,22,6.6,67,3.9,90]
[8710,20211230,"22시",-0.1,64,0.5,21,0.5,21,5.9,70,3.6,99]
[8711,20211230,"23시",-1.1000000000000001,65,0.1,24,0.1,24,6.1,73,3.3,99]
[8712,20211230,"24시",-1.8,66,-0.4,28,-0.4,28,4.8,77,3.1,91]
[8713,20211230,"1시",-2.2999999999999998,65,-0.7,28,-0.7,28,4.3,78,3.3,89]
[8714,20211230,"2시",-3.1,61,-0.8,26,-0.8,26,4,77,3.2,93]
[8715,20211230,"3시",-3.9,57,-1.2,30,-1.2,30,4,76,5.2,88]
[8716,20211230,"4시",-4.7,54,-1.3,32,-1.3,32,3.4,78,4.7,87]
[8717,20211230,"5시",-5.3,56,-1.1000000000000001,29,-1.1000000000000001,29,2.7,81,4.0999999999999996,94]
[8718,20211230,"6시",-5.7,58,-0.8,28,-0.8,28,2.7,81,4,94]
[8719,20211230,"7시",-6.2,56,-0.8,24,-0.8,24,2.5,82,3.2,99]
[8720,20211230,"8시",-6.6,59,-1.5,34,-1.5,34,2.2000000000000002,83,2.4,98]
[8721,20211230,"9시",-6.7,61,-2,41,-2,41,2.4,84,2,99]
[8722,20211230,"10시",-6.3,56,0.6,34,0.6,34,2.8,83,2.1,99]
[8723,20211230,"11시",-4.0999999999999996,47,2.6,34,2.6,34,6.4,69,2.6,96]
[8724,20211230,"12시",-2.4,39,3.1,31,3.1,31,8.1999999999999993,57,3.2,66]
[8725,20211230,"13시",-1.7,37,4.2,26,4.2,26,10.1,42,3.9,53]
[8726,20211230,"14시",-1.3,35,5.4,21,5.4,21,10.3,28,4.0999999999999996,49]
[8727,20211230,"15시",-1.2,39,6.6,23,6.6,23,11.3,21,4.3,60]
[8728,20211230,"16시",-0.2,38,8.3000000000000007,20,8.3000000000000007,20,11,21,3.8,58]
[8729,20211230,"17시",0.2,41,7.2,20,7.2,20,11,22,3,61]
[8730,20211230,"18시",-1.3,47,5.6,26,5.6,26,9.5,26,2,67]
[8731,20211231,"19시",-2,56,4.0999999999999996,26,4.0999999999999996,26,7.9,30,1.7,67]
[8732,20211231,"20시",-2.5,46,3.8,22,3.8,22,7.1,36,1.2,73]
[8733,20211231,"21시",-3.8,45,2.9,26,2.9,26,5.4,47,0.9,73]
[8734,20211231,"22시",-4.5,48,2.6,28,2.6,28,3.9,53,0.6,79]
[8735,20211231,"23시",-4.9000000000000004,48,2,31,2,31,3.7,58,0,73]
[8736,20211231,"24시",-5.2,42,1.6,34,1.6,34,3.1,64,-0.2,78]
[8737,20211231,"1시",-5.5,43,1.3,37,1.3,37,2.6,64,-0.4,82]
[8738,20211231,"2시",-5.8,40,1.1000000000000001,42,1.1000000000000001,42,2.4,67,-0.7,71]
[8739,20211231,"3시",-6.3,38,0.5,50,0.5,50,0.9,75,-0.9,71]
[8740,20211231,"4시",-6.7,40,0.3,52,0.3,52,0.8,72,-0.9,70]
[8741,20211231,"5시",-7.2,40,0.1,56,0.1,56,1.3,72,-1.1000000000000001,66]
[8742,20211231,"6시",-7.7,39,0,59,0,59,0.9,73,-1,64]
[8743,20211231,"7시",-8,40,0.8,58,0.8,58,1.6,70,-1.1000000000000001,65]
[8744,20211231,"8시",-8.6,42,1.5,58,1.5,58,1.6,71,-2.2999999999999998,99]
[8745,20211231,"9시",-8.8000000000000007,42,1.9,57,1.9,57,2,73,-1.9,98]
[8746,20211231,"10시",-8.4,40,4.2,50,4.2,50,3.2,86,-1.2,68]
[8747,20211231,"11시",-7.5,34,4.0999999999999996,52,4.0999999999999996,52,3.6,86,-0.9,65]
[8748,20211231,"12시",-6.6,31,5.7,50,5.7,50,2.7,80,-0.3,58]
[8749,20211231,"13시",-5.7,30,8,47,8,47,3.3,67,0.2,54]
[8750,20211231,"14시",-4.9000000000000004,30,9,43,9,43,1.9,70,0.5,55]
[8751,20211231,"15시",-4.3,29,10.1,43,10.1,43,2.4,65,0.4,53]
[8752,20211231,"16시",-4.0999999999999996,28,9.6999999999999993,43,9.6999999999999993,43,2.8,58,0.3,58]
[8753,20211231,"17시",-4,27,8.9,43,8.9,43,3.3,41,-0.9,73]
[8754,20211231,"18시",-5,28,7.7,49,7.7,49,2.8,50,-2.7,76]
[8755,null,"19시",-5.9,32,6.4,51,6.4,51,2.2000000000000002,49,-3.4,73]
[8756,null,"20시",-6.4,34,5.4,56,5.4,56,1.9,51,-3.8,64]
[8757,null,"21시",-6.3,35,5.2,58,5.2,58,-0.6,75,-4.0999999999999996,67]
[8758,null,"22시",-6.7,36,4.5,60,4.5,60,-1.1000000000000001,76,-4.8,54]
[8759,null,"23시",-7.5,37,4.0999999999999996,63,4.0999999999999996,63,-1.9,84,-5.5,43]
[8760,null,"24시",-7.7,38,3.5,67,3.5,67,-1.4,67,-6.1,47]

{"sheet":"ushf","index":4,"n_rows":103,"n_cols":13,"rows_kept":103,"cut":false,"hidden":true,"merged":[]}
[null,null,null,null,null,null,"x","db ","ent","rh","u"]
[null,null,null,null,null,"q1",2.5000000000000001E-2,25,{"$f":"entfuc(H2,G2)","v":88.837501525878906}]
[null,null,null,null,null,"q2",1.4999999999999999E-2,25,{"$f":"entfuc(H3,G3)","v":63.362499237060547}]
[null,null,null,null,null,null,{"$f":"G2-G3","v":1.0000000000000002E-2},null,{"$f":"I2-I3","v":25.475002288818359},null,{"$f":"I4/G4","v":2547.5002288818355}]
[null,null,null,null,null,"q3",null,null,null,null,null,"X상수"]
[null,null,null,null,null,null,{"$f":"$G$3","v":1.4999999999999999E-2},{"$f":"db2fuc(G6,I6)","v":-47.081436157226563},{"$f":"$I$2-$G$4*K6","v":-11.162498474121108},null,10000,{"$f":"-($H$3-H6)/10","v":-7.2081436157226566}]
[null,null,null,null,null,null,{"$f":"$G$3","v":1.4999999999999999E-2},{"$f":"db2fuc(G7,I7)","v":-37.409320831298828},{"$f":"$I$2-$G$4*K7","v":-1.162498474121108},null,9000,{"$f":"-($H$3-H7)/10","v":-6.2409320831298825}]
[null,null,null,null,null,null,1.4999999999999999E-2,{"$f":"db2fuc(G8,I8)","v":-27.737205505371094},8.837501525878892,null,8000,-5.2737205505371092]
[null,null,null,null,null,null,1.4999999999999999E-2,{"$f":"db2fuc(G9,I9)","v":-18.065090179443359},18.837501525878892,null,7000,-4.3065090179443359]
[null,null,null,null,null,null,1.4999999999999999E-2,{"$f":"db2fuc(G10,I10)","v":-8.3929758071899414},28.837501525878892,null,6000,-3.339297580718994]
[null,null,null,null,null,null,1.4999999999999999E-2,{"$f":"db2fuc(G11,I11)","v":1.279139518737793},38.837501525878899,null,5000,-2.3720860481262207]
[null,null,null,null,null,null,1.4999999999999999E-2,{"$f":"db2fuc(G12,I12)","v":10.951254844665527},48.837501525878899,null,4000,-1.4048745155334472]
[null,null,null,null,null,null,1.4999999999999999E-2,{"$f":"db2fuc(G13,I13)","v":20.623369216918945},58.837501525878899,null,3000,{"$f":"-($H$3-H13)/10","v":-0.43766307830810547}]
[null,null,null,null,null,null,1.4999999999999999E-2,{"$f":"db2fuc(G14,I14)","v":25.459426879882813},63.837501525878906,null,2500,{"$f":"-($H$3-H14)/10","v":4.5942687988281251E-2}]
[null,null,null,null,null,null,1.4999999999999999E-2,{"$f":"db2fuc(G15,I15)","v":30.29548454284668},68.837501525878906,null,2000,{"$f":"-($H$3-H15)/10","v":0.52954845428466801}]
[null,null,null,null,null,null,1.4999999999999999E-2,{"$f":"db2fuc(G16,I16)","v":39.967601776123047},78.837501525878906,null,1000,1.4967601776123047]
[null,null,null,null,null,null,1.4999999999999999E-2,{"$f":"db2fuc(G17,I17)","v":49.639717102050781},88.837501525878906,null,0,2.4639717102050782]
[null,null,null,null,null,null,1.4999999999999999E-2,{"$f":"db2fuc(G18,I18)","v":68.98394775390625},108.83750152587891,null,-2000,4.3983947753906252]
[null,null,null,null,null,null,1.4999999999999999E-2,{"$f":"db2fuc(G19,I19)","v":98.000282287597656},138.83750152587891,null,-5000,7.300028228759766]
[]
[null,null,null,null,null,null,{"$f":"$G$3","v":1.4999999999999999E-2},{"$f":"db2fuc(G21,I21)","v":6.1151971817016602},{"$f":"$I$2-$G$4*K21","v":43.837501525878899},null,4500,{"$f":"-($H$3-H21)/10","v":-1.8884802818298341}]
[null,null,null,null,null,null,1.4999999999999999E-2,{"$f":"db2fuc(G22,I22)","v":12.885678291320801},50.837501525878899,null,3800,-1.2114321708679199]
[null,null,null,null,null,null,1.4999999999999999E-2,{"$f":"db2fuc(G23,I23)","v":14.820100784301758},52.837501525878899,null,3600,-1.0179899215698243]
[null,null,null,null,null,null,1.4999999999999999E-2,{"$f":"db2fuc(G24,I24)","v":16.754524230957031},54.837501525878899,null,3400,-0.82454757690429692]
[null,null,null,null,null,null,1.4999999999999999E-2,{"$f":"db2fuc(G25,I25)","v":18.688947677612305},56.837501525878899,null,3200,-0.63110523223876958]
[null,null,null,null,null,null,1.4999999999999999E-2,{"$f":"db2fuc(G26,I26)","v":21.590581893920898},59.837501525878899,null,2900,-0.34094181060791018]
[null,null,null,null,null,null,1.4999999999999999E-2,{"$f":"db2fuc(G27,I27)","v":22.557792663574219},60.837501525878899,null,2800,-0.24422073364257813]
[null,null,null,null,null,null,1.4999999999999999E-2,{"$f":"db2fuc(G28,I28)","v":23.525005340576172},61.837501525878906,null,2700,-0.14749946594238281]
[null,null,null,null,null,null,1.4999999999999999E-2,{"$f":"db2fuc(G29,I29)","v":24.492216110229492},62.837501525878906,null,2600,-5.0778388977050781E-2]
[null,null,null,null,null,null,1.4999999999999999E-2,{"$f":"db2fuc(G30,I30)","v":26.426639556884766},64.837501525878906,null,2400,0.14266395568847656]
[null,null,null,null,null,null,1.4999999999999999E-2,{"$f":"db2fuc(G31,I31)","v":27.393850326538086},65.837501525878906,null,2300,0.23938503265380859]
[null,null,null,null,null,null,1.4999999999999999E-2,{"$f":"db2fuc(G32,I32)","v":28.361063003540039},66.837501525878906,null,2200,0.33610630035400391]
[null,null,null,null,null,null,1.4999999999999999E-2,{"$f":"db2fuc(G33,I33)","v":29.328273773193359},67.837501525878906,null,2100,0.43282737731933596]
[null,null,null,null,null,null,1.4999999999999999E-2,{"$f":"db2fuc(G34,I34)","v":32.229907989501953},70.837501525878906,null,1800,0.72299079895019536]
[null,null,null,null,null,null,1.4999999999999999E-2,{"$f":"db2fuc(G35,I35)","v":34.164333343505859},72.837501525878906,null,1600,0.91643333435058594]
[null,null,null,null,null,null,1.4999999999999999E-2,{"$f":"db2fuc(G36,I36)","v":36.0987548828125},74.837501525878906,null,1400,1.10987548828125]
[null,null,null,null,null,null,1.4999999999999999E-2,{"$f":"db2fuc(G37,I37)","v":38.033176422119141},76.837501525878906,null,1200,1.3033176422119142]
[null,null,null,null,null,null,1.4999999999999999E-2,{"$f":"db2fuc(G38,I38)","v":41.902023315429688},80.837501525878906,null,800,1.6902023315429688]
[null,null,null,null,null,null,1.4999999999999999E-2,{"$f":"db2fuc(G39,I39)","v":43.836448669433594},82.837501525878906,null,600,1.8836448669433594]
[null,null,null,null,null,null,1.4999999999999999E-2,{"$f":"db2fuc(G40,I40)","v":45.770870208740234},84.837501525878906,null,400,2.0770870208740235]
[null,null,null,null,null,null,1.4999999999999999E-2,{"$f":"db2fuc(G41,I41)","v":47.705291748046875},86.837501525878906,null,200,2.2705291748046874]
[null,null,null,null,null,null,1.4999999999999999E-2,{"$f":"db2fuc(G42,I42)","v":59.311832427978516},98.837501525878906,null,-1000,3.4311832427978515]
[]
[]
[]
[]
[]
[]
[null,null,null,null,null,null,null,null,null,null,"shf"]
[null,null,null,null,null,"q1",2.5000000000000001E-2,35,{"$f":"entfuc(H50,G50)","v":99.362503051757813}]
[null,null,null,null,null,"q2",2.5000000000000001E-2,15,{"$f":"entfuc(H51,G51)","v":78.3125}]
[null,null,null,null,null,null,null,null,{"$f":"I50-I51","v":21.050003051757813}]
[null,null,null,null,null,null,null,null,null,null,null,"Y상수"]
[null,null,null,null,null,null,{"$f":"inx1fuc(H54,I54)","v":2.4085570126771927E-2},{"$f":"$H$51","v":15},{"$f":"$I$50-$I$52/K54","v":75.973610772026916},null,0.9,{"$f":"-($G$51-G54)/0.001/20","v":-4.5721493661403725E-2}]
[null,null,null,null,null,null,{"$f":"inx1fuc(H55,I55)","v":2.2899284958839417E-2},{"$f":"$H$51","v":15},{"$f":"$I$50-$I$52/K55","v":73.049999237060547},null,0.8,{"$f":"-($G$51-G55)/0.001/20","v":-0.10503575205802924}]
[null,null,null,null,null,null,{"$f":"inx1fuc(H56,I56)","v":2.131756953895092E-2},15,69.291070120675215,null,0.7,-0.18412152305245405]
[null,null,null,null,null,null,{"$f":"inx1fuc(H57,I57)","v":1.9340423867106438E-2},15,64.279164632161454,null,0.6,-0.28297880664467817]
[null,null,null,null,null,null,{"$f":"inx1fuc(H58,I58)","v":1.6572423279285431E-2},15,57.262496948242188,null,0.5,-0.42137883603572857]
[null,null,null,null,null,null,{"$f":"inx1fuc(H59,I59)","v":1.261813472956419E-2},15,46.737495422363281,null,0.4,-0.61909326352179062]
[null,null,null,null,null,null,{"$f":"inx1fuc(H60,I60)","v":5.5004153400659561E-3},15,29.195826212565095,null,0.3,-0.97497923299670219]
[null,null,null,null,null,null,{"$f":"inx1fuc(H61,I61)","v":-8.3395941182971001E-3},15,-5.88751220703125,null,0.2,-1.666979705914855]
[null,null,null,null,null,null,{"$f":"inx1fuc(H62,I62)","v":-4.9859624356031418E-2},15,-111.13752746582031,null,0.1,-3.74298121780157]
[null,null,null,null,null,null,{"$f":"inx1fuc(H63,I63)","v":0.11661592125892639},15,309.86253356933594,null,-0.1,4.5807960629463196]
[null,null,null,null,null,null,{"$f":"inx1fuc(H64,I64)","v":7.5095891952514648E-2},15,204.61251831054688,null,-0.2,2.5047945976257324]
[null,null,null,null,null,null,{"$f":"inx1fuc(H65,I65)","v":6.1255883425474167E-2},15,169.52917989095053,null,-0.3,1.8127941712737083]
[null,null,null,null,null,null,{"$f":"inx1fuc(H66,I66)","v":5.4138161242008209E-2},15,151.98751068115234,null,-0.4,1.4569080621004102]
[null,null,null,null,null,null,{"$f":"inx1fuc(H67,I67)","v":4.9788445234298706E-2},15,141.46250915527344,null,-0.5,1.2394222617149351]
[null,null,null,null,null,null,{"$f":"inx1fuc(H68,I68)","v":4.1484441608190536E-2},15,120.41250610351563,null,-1,0.82422208040952682]
[null,null,null,null,null,null,{"$f":"inx1fuc(H69,I69)","v":3.7530150264501572E-2},15,109.88750457763672,null,-2,0.62650751322507847]
[null,null,null,null,null,null,{"$f":"inx1fuc(H70,I70)","v":3.5553008317947388E-2},15,104.62500381469727,null,-4,0.52765041589736927]
[null,null,null,null,null,null,{"$f":"inx1fuc(H71,I71)","v":3.3180434256792068E-2},15,99.362482001754756,null,1000000,{"$f":"-($G$51-G71)/0.001/20","v":0.40902171283960331}]
[null,null,null,null,null,null,{"$f":"inx1fuc(H72,I72)","v":3.1203290447592735E-2},15,94.100002288818359,null,4,{"$f":"-($G$51-G72)/0.001/20","v":0.31016452237963665}]
[null,null,null,null,null,null,{"$f":"inx1fuc(H73,I73)","v":2.9226146638393402E-2},15,88.837501525878906,null,2,0.21130733191967002]
[null,null,null,null,null,null,{"$f":"inx1fuc(H74,I74)","v":2.7644431218504906E-2},15,85.329167683919266,null,1.5,0.13222156092524523]
[]
[]
[]
[]
[]
[null,null,null,null,null,null,7.5,"x","y"]
[null,null,null,null,null,"o1",0,90,100]
[null,null,null,null,null,"o2",{"$f":"$G$80+G81","v":7.5},{"$f":"90+SIN(G82)*10","v":99.379999767747393},{"$f":"100+COS(G82)*10","v":103.46635317835026}]
[null,null,null,null,null,"o3",{"$f":"$G$80+G82","v":15},{"$f":"90+SIN(G83)*10","v":96.502878401571166},{"$f":"100+COS(G83)*10","v":92.403120871411787}]
[null,null,null,null,null,"o4",22.5,85.128254875394902,91.266953599064848]
[null,null,null,null,null,"o5",30,80.119683759071378,101.54251449887585]
[null,null,null,null,null,"o6",37.5,88.022012003635382,109.80242640810108]
[null,null,null,null,null,"o7",45,98.509035245341181,105.2532198881773]
[null,null,null,null,null,"o8",52.5,97.877052269841187,93.839476683090155]
[null,null,null,null,null,"o9",60,86.951893788977827,90.475870195848444]
[null,null,null,null,null,"o10",67.5,80.009785199653649,99.557723793381612]
[null,null,null,null,null,"o11",75,86.122183645905693,109.21751269724749]
[null,null,null,null,null,"o12",82.5,97.301838591531663,106.83250709353592]
[null,null,null,null,null,"o13",90,98.939966636005579,95.519263838708298]
[]
[]
[null,null,null,null,null,null,null,null,null,"x","y","간격","칸"]
[null,null,null,null,null,null,null,"원중심 좌표",null,70,90,10,10]
[null,null,null,null,null,null,null,null,"l1",{"$f":"$J$97-$L$97*$M$97/10*10","v":-30},{"$f":"$K$97+0","v":90},{"$f":"$J$97+$L$97*$M$97/10*10","v":170},{"$f":"$K$97+0","v":90}]
[null,null,null,null,null,null,null,null,"l2",{"$f":"$J$97-$L$97*$M$97+$L$97*$M$97/10*0.5","v":-25},{"$f":"$K$97+$L$97*$M$97/10*3","v":120},{"$f":"$J$97+$L$97*$M$97-$L$97*$M$97/10*0.5","v":165},{"$f":"$K$97+$L$97*$M$97/10*3","v":120}]
[null,null,null,null,null,null,null,null,"l3",{"$f":"$J$97-$L$97*$M$97+$L$97*$M$97/10*2","v":-10},{"$f":"$K$97+$L$97*$M$97/10*6","v":150},{"$f":"$J$97+$L$97*$M$97-$L$97*$M$97/10*2","v":150},{"$f":"$K$97+$L$97*$M$97/10*6","v":150}]
[null,null,null,null,null,null,null,null,"l4",{"$f":"$J$97-$L$97*$M$97+$L$97*$M$97/10*4","v":10},{"$f":"$K$97+$L$97*$M$97/10*8","v":170},{"$f":"$J$97+$L$97*$M$97-$L$97*$M$97/10*4","v":130},{"$f":"$K$97+$L$97*$M$97/10*8","v":170}]
[null,null,null,null,null,null,null,null,"l5",{"$f":"$J$97-$L$97*$M$97+$L$97*$M$97/10*7","v":40},{"$f":"$K$97+$L$97*$M$97/10*9.5","v":185},{"$f":"$J$97+$L$97*$M$97-$L$97*$M$97/10*7","v":100},{"$f":"$K$97+$L$97*$M$97/10*9.5","v":185}]
[null,null,null,null,null,null,null,null,"l6",{"$f":"$J$97-$L$97*$M$97+$L$97*$M$97/10*10","v":70},{"$f":"$K$97+$L$97*$M$97/10*10","v":190},{"$f":"$J$97+$L$97*$M$97-$L$97*$M$97/10*10","v":70},{"$f":"$K$97+$L$97*$M$97/10*10","v":190}]